## Pot 3 (Offshore Wind)
TEC Register Comparison: Pot 3 (Offshore Wind)
Version A: tec-register-2025-08-12.csv | Version B: tec-register-2025-12-13.csv
SUMMARY OF PROJECT CHANGES:
Metric | Value
Projects Added (in B only) | 0
Projects Removed (in A only) | 0
Projects with Field Change (excluding Added/Removed) | 124
--- | ---
Capacity Added (MW) | 0.00
Capacity Removed (MW) | 0.00
--- DETAILED PROJECT CHANGES ---
'ADDED' and 'CHANGED' rows show Version B (Latest) data.
'REMOVED' rows show Version A (Old) data.
Project ID | Project Name | Changes Made | Change_Type | Customer Name | Connection Site | Stage | MW Connected | MW Increase / Decrease | Cumulative Total Capacity (MW) | MW Effective From | Project Status | Agreement Type | HOST TO | Plant Type | Project Number | Gate
a0l4L0000005ihFQAQ | EOLFI Offshore | REMOVED PROJECT | REMOVED | Shell New Energies UK Ltd | Eolfi Offshore Substation | 0 | 0 | 3000 | 3000 | 2033-10-31 | Scoping | Direct Connection | SHET | Wind Offshore | PRO-001538-0
a0l4L0000005itBQAQ | Aberdeen Offshore Wind Farm | Stage: 0 -> NULL; Project Number: PRO-000002-0 -> PRO-000002; Gate: -> NULL | CHANGED | ABERDEEN OFFSHORE WIND FARM LIMITED | Aberdeen Bay 132kV Substation |  | 95.5 | 0 | 95.5 |  | Built | Direct Connection | SHET | Wind Offshore | PRO-000002
a0l8e000000TPOFAA4 | ARVEN OFFSHORE WIND FARM | Stage: 0 -> NULL; Project Number: PRO-003288-0 -> PRO-003288; Gate: -> NULL | CHANGED | ARVEN OFFSHORE WIND FARM LIMITED | Blackhillock 400kV Substation |  | 0 | 1800 | 1800 | 2033-10-31 | Scoping | Direct Connection | SHET | Wind Offshore | PRO-003288
a0l8e000001HxQ5AAK | Arven South Offshore Wind Farm | Stage: 0 -> NULL; Project Number: PRO-004242-0 -> PRO-004242; Gate: -> NULL | CHANGED | ARVEN SOUTH LIMITED | Kergord GSP |  | 0 | 500 | 500 | 2033-10-31 | Scoping | Direct Connection | SHET | Wind Offshore | PRO-004242
a0l4L0000005ij0QAA | Aurora Offshore Windfarm | Stage: 0 -> NULL; Project Number: PRO-001774-0 -> PRO-001774; Gate: -> NULL | CHANGED | AURORA FLOATING OFFSHORE WIND LIMITED | Alverdiscott 400kV Substation |  | 0 | 1000 | 1000 | 2031-10-31 | Scoping | Direct Connection | NGET | Wind Offshore | PRO-001774
a0l4L0000005ipBQAQ | Awel Y Mor | Stage: 1 -> 1.0; Gate: -> NULL | CHANGED | AWEL Y MOR OFFSHORE WIND FARM LIMITED | Bodelwyddan 400kV Substation | 1 | 0 | 574 | 574 | 2027-04-01 | Scoping | Direct Connection | NGET | Wind Offshore | PRO-000529-1
a0l4L0000005ipBQAQ | Awel Y Mor | Stage: 1 -> 1.0; Gate: -> NULL | CHANGED | AWEL Y MOR OFFSHORE WIND FARM LIMITED | Bodelwyddan 400kV Substation | 2 | 0 | 526 | 1100 | 2028-04-01 | Scoping | Direct Connection | NGET | Wind Offshore | PRO-000529-2
a0l4L0000005ix0QAA | Ayre (ex Cluaran Ear - Thuath) Offshore Wind Farm | Stage: 0 -> NULL; Project Number: PRO-002100-0 -> PRO-002100; Gate: -> NULL | CHANGED | AYRE OFFSHORE WIND FARM LIMITED | Banniskirk 400kV Substation |  | 0 | 1008 | 1008 | 2033-10-31 | Scoping | Direct Connection | SHET | Wind Offshore | PRO-002100
a0l4L0000005ilXQAQ | Barrow Offshore Wind Farm | Stage: 0 -> NULL; Project Number: PRO-000022-0 -> PRO-000022; Gate: -> NULL | CHANGED | BARROW OFFSHORE WIND LIMITED | Barrow 132/33kV Offshore Substation |  | 90 | 0 | 90 |  | Built | Direct Connection | OFTO | Wind Offshore | PRO-000022
a0l4L0000005ilYQAQ | Beatrice Wind Farm | Stage: 0 -> NULL; Project Number: PRO-000025-0 -> PRO-000025; Gate: -> NULL | CHANGED | BEATRICE OFFSHORE WINDFARM LIMITED | Beatrice 400kV Substation |  | 588 | 0 | 588 |  | Built | Direct Connection | SHET | Wind Offshore | PRO-000025
a0l4L0000005izEQAQ | Bellrock Offshore Wind Farm | Stage: 1 -> 1.0; Gate: -> NULL | CHANGED | Bellrock Offshore Wind Farm Limited | Hurlie 400kV substation | 1 | 0 | 1200 | 1200 | 2032-10-31 | Scoping | Direct Connection | SHET | Wind Offshore | PRO-001496-1
a0l4L0000005izEQAQ | Bellrock Offshore Wind Farm | Stage: 1 -> 1.0; Gate: -> NULL | CHANGED | Bellrock Offshore Wind Farm Limited | Hurlie 400kV substation | 2 | 0 | 600 | 1800 | 2035-10-31 | Scoping | Direct Connection | SHET | Wind Offshore | PRO-001496-2
a0l8e0000010wTnAAI | Berwick Bank Offshore Wind Farm A | Stage: 1 -> 1.0; Gate: -> NULL | CHANGED | BERWICK BANK A LIMITED | Branxton 400/132KV Substation | 1 | 0 | 1150 | 1150 | 2028-10-31 | Scoping | Direct Connection | SPT | Wind Offshore | PRO-002627-1
a0l8e0000010wTnAAI | Berwick Bank Offshore Wind Farm A | Stage: 1 -> 1.0; Gate: -> NULL | CHANGED | BERWICK BANK A LIMITED | Branxton 400/132KV Substation | 2 | 0 | 230 | 1380 | 2029-10-31 | Scoping | Direct Connection | SPT | Wind Offshore | PRO-002627-2
a0l8e000000snsQAAQ | Berwick Bank Offshore Wind Farm B | Stage: 1 -> 1.0; Gate: -> NULL | CHANGED | Berwick Bank B Limited | Branxton 400/132KV Substation | 1 | 0 | 1150 | 1150 | 2029-10-31 | Scoping | Direct Connection | SPT | Wind Offshore | PRO-002628-1
a0l8e000000snsQAAQ | Berwick Bank Offshore Wind Farm B | Stage: 1 -> 1.0; Gate: -> NULL | CHANGED | Berwick Bank B Limited | Branxton 400/132KV Substation | 2 | 0 | 230 | 1380 | 2031-06-30 | Scoping | Direct Connection | SPT | Wind Offshore | PRO-002628-2
a0l4L0000005io7QAA | Berwick Bank Offshore Wind Farm C | Stage: 0 -> NULL; Project Number: PRO-000513-0 -> PRO-000513; Gate: -> NULL | CHANGED | BERWICK BANK C LIMITED | Blyth 400kV Substation |  | 0 | 1800 | 1800 | 2029-11-30 | Scoping | Direct Connection | NGET | Wind Offshore | PRO-000513
a0l4L0000005idoQAA | Bowdun (ex Cluaran Deas Ear) Offshore Wind Farm | Stage: 0 -> NULL; Project Number: PRO-002091-0 -> PRO-002091; Gate: -> NULL | CHANGED | BOWDUN OFFSHORE WIND FARM LIMITED | Hurlie 400kV substation |  | 0 | 1008 | 1008 | 2035-12-31 | Scoping | Direct Connection | SHET | Wind Offshore | PRO-002091
a0l4L0000005itdQAA | Broadshore Offshore Wind Farm | Connection Site: Broadshore 400kV Offshore Substation -> Longside 400kV Substation; Stage: 0 -> NULL; Project Number: PRO-002171-0 -> PRO-002171; Gate: -> NULL | CHANGED | Broadshore Offshore Wind Farm Limited | Longside 400kV Substation |  | 0 | 900 | 900 | 2033-10-31 | Scoping | Direct Connection | SHET | Wind Offshore | PRO-002171
a0l4L0000005izLQAQ | Buchan 01 Offshore Wind Farm | Stage: 0 -> NULL; Project Number: PRO-001528-0 -> PRO-001528; Gate: -> NULL | CHANGED | BUCHAN OFFSHORE WIND LIMITED | Buchan 01 275/66kV Substation |  | 0 | 960 | 960 | 2033-10-31 | Scoping | Direct Connection | SHET | Wind Offshore | PRO-001528
a0l4L0000005ilRQAQ | Burbo Bank Extension Offshore Wind Farm | Stage: 0 -> NULL; Project Number: PRO-000394-0 -> PRO-000394; Gate: -> NULL | CHANGED | BURBO EXTENSION LTD | BURBO BANK EXTENSION OFFSHORE Substation |  | 258 | 0 | 258 |  | Built | Direct Connection | NGET | Wind Offshore | PRO-000394
a0l4L0000005ia5QAA | Celtic 2 Offshore Wind Farm | Customer Name: RWE RENEWABLES UK LIMITED -> RWE Renewables UK Limited; Stage: 0 -> NULL; Project Number: PRO-002007-0 -> PRO-002007; Gate: -> NULL | CHANGED | RWE Renewables UK Limited | Alverdiscott 400kV Substation |  | 0 | 1000 | 1000 | 2031-10-31 | Scoping | Direct Connection | NGET | Wind Offshore | PRO-002007
a0l4L0000005ihkQAA | Celtic Offshore Wind Farm | Customer Name: RWE RENEWABLES UK LIMITED -> RWE Renewables UK Limited; Stage: 0 -> NULL; Project Number: PRO-001760-0 -> PRO-001760; Gate: -> NULL | CHANGED | RWE Renewables UK Limited | Alverdiscott 400kV Substation |  | 0 | 400 | 400 | 2031-10-31 | Scoping | Direct Connection | NGET | Wind Offshore | PRO-001760
a0l4L0000005iurQAA | Celtic Sea Offshore Wind Farm (ESB) | Stage: 0 -> NULL; Project Number: PRO-002219-0 -> PRO-002219; Gate: -> NULL | CHANGED | ESB ASSET DEVELOPMENT UK LIMITED | Alverdiscott 400kV Substation |  | 0 | 1000 | 1000 | 2031-10-31 | Scoping | Direct Connection | NGET | Wind Offshore | PRO-002219
a0l4L0000005iyQQAQ | Cormoran Offshore Wind Farm | Stage: 0 -> NULL; Project Number: PRO-002390-0 -> PRO-002390; Gate: -> NULL | CHANGED | South West Wind Holdco Limited | Alverdiscott 400kV Substation |  | 0 | 1008 | 1008 | 2036-12-06 | Scoping | Direct Connection | NGET | Wind Offshore | PRO-002390
a0l4L0000005idWQAQ | Dogger Bank D Offshore Wind Farm | Stage: 0 -> NULL; Project Number: PRO-001675-0 -> PRO-001675; Gate: -> NULL | CHANGED | Doggerbank Offshore Wind Farm Project 4 Projco Limited | Birkhill Wood 400kV Substation |  | 0 | 1450 | 1450 | 2031-10-31 | Scoping | Direct Connection | NGET | Wind Offshore | PRO-001675
a0l4L0000005imQQAQ | Dogger Bank Project 4 (Dogger Bank B) | Stage: 0 -> NULL; Project Number: PRO-000410-0 -> PRO-000410; Gate: -> NULL | CHANGED | DOGGERBANK OFFSHORE WIND FARM PROJECT 2 PROJCO LIMITED | Dogger Bank 220kV Offshores |  | 1200 | 0 | 1200 |  | Built | Direct Connection | NGET | Wind Offshore | PRO-000410
a0l4L0000005imPQAQ | Dogger Bank Project A | Stage: 0 -> NULL; Project Number: PRO-000411-0 -> PRO-000411; Gate: -> NULL | CHANGED | DOGGERBANK OFFSHORE WIND FARM PROJECT 1 PROJCO LIMITED | Dogger Bank 220kV Offshores |  | 1200 | 0 | 1200 |  | Built | Direct Connection | NGET | Wind Offshore | PRO-000411
a0l4L0000005imRQAQ | Dogger Bank Project C | Connection Site: Lackenby GSP -> Teeside Connection Node A 132kV Substation; Stage: 0 -> NULL; Project Number: PRO-000409-0 -> PRO-000409; Gate: -> NULL | CHANGED | DOGGERBANK OFFSHORE WIND FARM PROJECT 3 PROJCO LIMITED | Teeside Connection Node A 132kV Substation |  | 0 | 1200 | 1200 | 2025-04-01 | Consents Approved | Direct Connection | NGET | Wind Offshore | PRO-000409
a0l4L0000005iZFQAY | Dogger Bank South East | Stage: 1 -> 1.0; Gate: -> NULL | CHANGED | RWE Renewables UK Dogger Bank South (East) Limited | Birkhill Wood 400kV Substation | 1 | 0 | 400 | 400 | 2030-10-30 | Scoping | Direct Connection | NGET | Wind Offshore | PRO-001375-1
a0l4L0000005iZFQAY | Dogger Bank South East | Stage: 1 -> 1.0; Gate: -> NULL | CHANGED | RWE Renewables UK Dogger Bank South (East) Limited | Birkhill Wood 400kV Substation | 2 | 0 | 1050 | 1450 | 2031-11-30 | Scoping | Direct Connection | NGET | Wind Offshore | PRO-001375-2
a0l4L0000005iZnQAI | Dogger Bank South West | Stage: 1 -> 1.0; Gate: -> NULL | CHANGED | RWE RENEWABLES UK DOGGER BANK SOUTH (WEST) LIMITED | Birkhill Wood 400kV Substation | 1 | 0 | 400 | 400 | 2030-10-30 | Scoping | Direct Connection | NGET | Wind Offshore | PRO-001386-1
a0l4L0000005iZnQAI | Dogger Bank South West | Stage: 1 -> 1.0; Gate: -> NULL | CHANGED | RWE RENEWABLES UK DOGGER BANK SOUTH (WEST) LIMITED | Birkhill Wood 400kV Substation | 2 | 0 | 1050 | 1450 | 2031-11-30 | Scoping | Direct Connection | NGET | Wind Offshore | PRO-001386-2
a0l4L0000005ioFQAQ | Dudgeon Offshore Wind Farm | Stage: 0 -> NULL; Project Number: PRO-000132-0 -> PRO-000132; Gate: -> NULL | CHANGED | DUDGEON OFFSHORE WIND LIMITED | Necton 400kV Substation |  | 400 | 0 | 400 |  | Built | Direct Connection | NGET | Wind Offshore | PRO-000132
a0l4L0000005irOQAQ | East Anglia Three | Stage: 1 -> 1.0; Gate: -> NULL | CHANGED | EAST ANGLIA THREE LIMITED | East Anglia Project Three Offshore Platform | 1 | 0 | 1200 | 1200 | 2026-01-31 | Consents Approved | Direct Connection | NGET | Wind Offshore | PRO-000270-1
a0l4L0000005irMQAQ | East Anglia One | Stage: 0 -> NULL; Project Number: PRO-000268-0 -> PRO-000268; Gate: -> NULL | CHANGED | EAST ANGLIA ONE LIMITED | Platform EA One 220/66kV Offshore Substation |  | 680 | 0 | 680 |  | Built | Direct Connection | NGET | Wind Offshore | PRO-000268
a0l4L0000005irNQAQ | East Anglia One North | Stage: 1 -> 1.0; Gate: -> NULL | CHANGED | EAST ANGLIA ONE NORTH LIMITED | Friston 400kV Substation | 1 | 0 | 860 | 860 | 2029-10-30 | Awaiting Consents | Direct Connection | NGET | Wind Offshore | PRO-000269-1
a0l4L0000005irNQAQ | East Anglia One North | Stage: 1 -> 1.0; Gate: -> NULL | CHANGED | EAST ANGLIA ONE NORTH LIMITED | Friston 400kV Substation | 2 | 0 | 20 | 880 | 2034-10-31 | Awaiting Consents | Direct Connection | NGET | Wind Offshore | PRO-000269-2
a0l4L0000005irOQAQ | East Anglia Three | Stage: 1 -> 1.0; Gate: -> NULL | CHANGED | EAST ANGLIA THREE LIMITED | East Anglia Project Three Offshore Platform | 2 | 0 | 100 | 1300 | 2028-12-31 | Consents Approved | Direct Connection | NGET | Wind Offshore | PRO-000270-2
a0l4L0000005ioHQAQ | East Anglia Two | Stage: 1 -> 1.0; Gate: -> NULL | CHANGED | EAST ANGLIA TWO LIMITED | EA2A and EA2B 275/66kV Offshore Platform | 1 | 0 | 860 | 860 | 2028-03-31 | Awaiting Consents | Direct Connection | NGET | Wind Offshore | PRO-000134-1
a0l4L0000005ioHQAQ | East Anglia Two | Stage: 1 -> 1.0; Gate: -> NULL | CHANGED | EAST ANGLIA TWO LIMITED | EA2A and EA2B 275/66kV Offshore Platform | 2 | 0 | 20 | 880 | 2030-12-31 | Awaiting Consents | Direct Connection | NGET | Wind Offshore | PRO-000134-2
a0l4L0000005inxQAA | Erebus | Stage: 0 -> NULL; Project Number: PRO-000471-0 -> PRO-000471; Gate: -> NULL | CHANGED | Blue Gem Wind Limited | Pembroke 132kV Substation |  | 0 | 95.25 | 95.25 | 2028-07-26 | Scoping | Direct Connection | NGET | Wind Offshore | PRO-000471
a0l8e000000f8QCAAY | Equinor Celtic Sea 1 | Stage: 0 -> NULL; Project Number: PRO-004037-0 -> PRO-004037; Gate: -> NULL | CHANGED | EQUINOR NEW ENERGY LIMITED | Alverdiscott 400kV Substation |  | 0 | 1000 | 1000 | 2036-12-06 | Scoping | Direct Connection | NGET | Wind Offshore | PRO-004037
a0l8e000000f8QHAAY | Equinor Celtic Sea 2 | Stage: 0 -> NULL; Project Number: PRO-004038-0 -> PRO-004038; Gate: -> NULL | CHANGED | EQUINOR NEW ENERGY LIMITED | Alverdiscott 400kV Substation |  | 0 | 1000 | 1000 | 2036-12-06 | Scoping | Direct Connection | NGET | Wind Offshore | PRO-004038
a0l4L0000005izvQAA | Five Estuaries Offshore Wind Farm | Stage: 0 -> NULL; Project Number: PRO-000450-0 -> PRO-000450; Gate: -> NULL | CHANGED | FIVE ESTUARIES OFFSHORE WIND FARM LIMITED | Five Estuaries 220/66 kV Offshore Substation |  | 0 | 1080 | 1080 | 2030-10-31 | Scoping | Direct Connection | NGET | Wind Offshore | PRO-000450
a0l4L0000005iotQAA | Galloper Wind Farm | Stage: 0 -> NULL; Project Number: PRO-000162-0 -> PRO-000162; Gate: -> NULL | CHANGED | GALLOPER WIND FARM LIMITED | Galloper North 132/33kV Substation |  | 348 | 0 | 348 |  | Built | Direct Connection | NGET | Wind Offshore | PRO-000162
a0l8e0000010wdVAAQ | Gallos | Stage: 0 -> NULL; Project Number: PRO-002734-0 -> PRO-002734; Gate: -> NULL | CHANGED | Corio Generation Limited | Alverdiscott 400kV Substation |  | 0 | 2000 | 2000 | 2036-12-06 | Scoping | Direct Connection | NGET | Wind Offshore | PRO-002734
a0l4L0000005ioxQAA | Greater Gabbard Offshore Wind Farm | Stage: 0 -> NULL; Project Number: PRO-000168-0 -> PRO-000168; Gate: -> NULL | CHANGED | GREATER GABBARD OFFSHORE WINDS LIMITED | Gabbard 33/132kV Offshore Substation |  | 500 | 0 | 500 |  | Built | Direct Connection | OFTO | Wind Offshore | PRO-000168
a0l4L0000005izbQAA | GT R4 Wind Farm | Stage: 0 -> NULL; Project Number: PRO-000563-0 -> PRO-000563; Gate: -> NULL | CHANGED | GT R4 LIMITED | Weston Marsh 400kV Substation |  | 0 | 1500 | 1500 | 2030-11-30 | Scoping | Direct Connection | NGET | Wind Offshore | PRO-000563
a0l4L0000005iqiQAA | Gunfleet Sands II Offshore Wind Farm | Stage: 0 -> NULL; Project Number: PRO-000229-0 -> PRO-000229; Gate: -> NULL | CHANGED | Gunfleet Sands II Ltd | Gunfleet Sands 33/132kV Offshore |  | 64 | 0 | 64 |  | Built | Direct Connection | NGET | Wind Offshore | PRO-000229
a0l4L0000005iqJQAQ | Gunfleet Sands Offshore Wind Farm | Stage: 0 -> NULL; Project Number: PRO-000224-0 -> PRO-000224; Gate: -> NULL | CHANGED | GUNFLEET SANDS LIMITED | Gunfleet Sands 33/132kV Offshore |  | 99.9 | 0 | 99.9 |  | Built | Direct Connection | NGET | Wind Offshore | PRO-000224
a0l4L0000005iiyQAA | Gwynt Glas Offshore Wind Farm | Stage: 0 -> NULL; Project Number: PRO-001772-0 -> PRO-001772; Gate: -> NULL | CHANGED | GWYNT GLAS OFFSHORE WIND FARM LIMITED | Alverdiscott 400kV Substation |  | 0 | 300 | 300 | 2031-10-31 | Scoping | Direct Connection | NGET | Wind Offshore | PRO-001772
a0l4L0000005j1NQAQ | Gwynt Glas Offshore Wind Farm 2 | Stage: 0 -> NULL; Project Number: PRO-002480-0 -> PRO-002480; Gate: -> NULL | CHANGED | GWYNT GLAS OFFSHORE WIND FARM LIMITED | Alverdiscott 400kV Substation |  | 0 | 1000 | 1000 | 2036-12-06 | Scoping | Direct Connection | NGET | Wind Offshore | PRO-002480
a0l4L0000005iq7QAA | Gwynt Y Mor Offshore Wind Farm | Stage: 0 -> NULL; Project Number: PRO-000208-0 -> PRO-000208; Gate: -> NULL | CHANGED | GWYNT Y MOR OFFSHORE WIND FARM LIMITED | Gwynt y Mor 132/33kV Offshore Substation |  | 574 | 0 | 574 |  | Built | Direct Connection | OFTO | Wind Offshore | PRO-000208
a0l4L0000005iNUQAY | Havbredey | Customer Name: ANAM NA MARA LIMITED -> HAVBREDEY LIMITED; Stage: 0 -> NULL; Project Number: PRO-001628-0 -> PRO-001628; Gate: -> NULL | CHANGED | HAVBREDEY LIMITED | New Dounreay 400kV substation |  | 0 | 1500 | 1500 | 2033-10-31 | Scoping | Direct Connection | SHET | Wind Offshore | PRO-001628
a0l4L0000005isrQAA | Hornsea Power Station 2A | Stage: 0 -> NULL; Project Number: PRO-000333-0 -> PRO-000333; Gate: -> NULL | CHANGED | BREESEA LIMITED | Hornsea Platform 2A Offshore Substation |  | 440 | 0 | 440 |  | Built | Direct Connection | NGET | Wind Offshore | PRO-000333
a0l4L0000005issQAA | Hornsea Power Station 2B | Stage: 0 -> NULL; Project Number: PRO-000334-0 -> PRO-000334; Gate: -> NULL | CHANGED | SOUNDMARK WIND LIMITED | Hornsea Platform 2B Offshore Substation |  | 440 | 0 | 440 |  | Built | Direct Connection | NGET | Wind Offshore | PRO-000334
a0l4L0000005isUQAQ | Hornsea Power Station 1A | Stage: 0 -> NULL; Project Number: PRO-000315-0 -> PRO-000315; Gate: -> NULL | CHANGED | HORNSEA 1 LIMITED | Hornsea Platform 1A Offshore Substation |  | 400 | 0 | 400 |  | Built | Direct Connection | NGET | Wind Offshore | PRO-000315
a0l4L0000005ispQAA | Hornsea Power Station 1B | Stage: 0 -> NULL; Project Number: PRO-000331-0 -> PRO-000331; Gate: -> NULL | CHANGED | HORNSEA 1 LIMITED | Hornsea Platform 1B Offshore Substation |  | 400 | 0 | 400 |  | Built | Direct Connection | NGET | Wind Offshore | PRO-000331
a0l4L0000005isqQAA | Hornsea Power Station 1C | Stage: 0 -> NULL; Project Number: PRO-000332-0 -> PRO-000332; Gate: -> NULL | CHANGED | HORNSEA 1 LIMITED | Hornsea Platform 1C Offshore Substation |  | 400 | 0 | 400 |  | Built | Direct Connection | NGET | Wind Offshore | PRO-000332
a0l4L0000005istQAA | Hornsea Power Station 2C | Stage: 0 -> NULL; Project Number: PRO-000335-0 -> PRO-000335; Gate: -> NULL | CHANGED | SONNINGMAY WIND LIMITED | Hornsea Power Station 2C Offshore platform Substation |  | 440 | 0 | 440 |  | Built | Direct Connection | NGET | Wind Offshore | PRO-000335
a0l4L0000005in6QAA | Hornsea Power Station 4 | Stage: 1 -> 1.0; Gate: -> NULL | CHANGED | ORSTED HORNSEA PROJECT FOUR LIMITED | Creyke Beck 400kV Substation | 1 | 0 | 1500 | 1500 | 2028-10-30 | Scoping | Direct Connection | NGET | Wind Offshore | PRO-000435-1
a0l4L0000005in6QAA | Hornsea Power Station 4 | Stage: 1 -> 1.0; Gate: -> NULL | CHANGED | ORSTED HORNSEA PROJECT FOUR LIMITED | Creyke Beck 400kV Substation | 2 | 0 | 1100 | 2600 | 2029-10-31 | Scoping | Direct Connection | NGET | Wind Offshore | PRO-000435-2
a0l4L0000005iqDQAQ | Humber Gateway Offshore Wind Farm | Stage: 0 -> NULL; Project Number: PRO-000214-0 -> PRO-000214; Gate: -> NULL | CHANGED | RWE RENEWABLES UK HUMBER WIND LIMITED | Humber Gateway 33/132kV Offshore Substation |  | 220 | 0 | 220 |  | Built | Direct Connection | OFTO | Wind Offshore | PRO-000214
a0l4L0000005iwTQAQ | Icewind Blyth | Stage: 0 -> NULL; Project Number: PRO-001717-0 -> PRO-001717; Gate: -> NULL | CHANGED | KARI ENERGY LIMITED | Blyth 400kV Substation |  | 0 | 1000 | 1000 | 2031-10-31 | Scoping | Direct Connection | NGET | Wind Offshore | PRO-001717
a0l4L0000005igIQAQ | Icewind Connah's Quay | Stage: 0 -> NULL; Project Number: PRO-001719-0 -> PRO-001719; Gate: -> NULL | CHANGED | KARI ENERGY LIMITED | Connah's Quay 400kV Substation |  | 0 | 1000 | 1000 | 2033-11-01 | Scoping | Direct Connection | NGET | Wind Offshore | PRO-001719
a0l4L0000005igHQAQ | Icewind Hawthorn Pit | Stage: 0 -> NULL; Project Number: PRO-001718-0 -> PRO-001718; Gate: -> NULL | CHANGED | KARI ENERGY LIMITED | Hawthorn Pit 400kV Substation |  | 0 | 1000 | 1000 | 2031-10-31 | Scoping | Direct Connection | NGET | Wind Offshore | PRO-001718
a0l4L0000005it3QAA | Inch Cape Offshore Wind Farm Platform 1 | Stage: 0 -> NULL; Project Number: PRO-000348-0 -> PRO-000348; Gate: -> NULL | CHANGED | INCH CAPE OFFSHORE LIMITED | Cockenzie 400/275kV |  | 0 | 540 | 540 | 2026-02-21 | Consents Approved | Direct Connection | SPT | Wind Offshore | PRO-000348
a0l4L0000005it4QAA | Inch Cape Offshore Wind Farm Platform 2 | Stage: 0 -> NULL; Project Number: PRO-000349-0 -> PRO-000349; Gate: -> NULL | CHANGED | INCH CAPE OFFSHORE LIMITED | Cockenzie 400/275kV |  | 0 | 540 | 540 | 2026-02-21 | Consents Approved | Direct Connection | SPT | Wind Offshore | PRO-000349
a0l8e0000012hnbAAA | INTOG 2 | Stage: 0 -> NULL; Project Number: PRO-004514-0 -> PRO-004514; Gate: -> NULL | CHANGED | CERULEAN WINDS LIMITED | Thorntonloch 400kV Substation |  | 0 | 1400 | 1400 | 2032-06-30 | Scoping | Direct Connection | SPT | Wind Offshore | PRO-004514
a0l8e000000ex1KAAQ | Isle of Man Offshore Wind Farm | Stage: 0 -> NULL; Project Number: PRO-003698-0 -> PRO-003698; Gate: -> NULL | CHANGED | Mooir Vannin Offshore Wind Farm Limited | Penwortham 400kV Substation |  | 0 | 1320 | 1320 | 2037-10-30 | Scoping | Direct Connection | NGET | Wind Offshore | PRO-003698
a0l4L0000005iW4QAI | Kincardine Offshore Wind Farm | Stage: 0 -> NULL; Project Number: PRO-000277-0 -> PRO-000277; Gate: -> NULL | CHANGED | KINCARDINE OFFSHORE WINDFARM LIMITED | Redmoss GSP |  | 49.6 | 0 | 49.6 |  | Built | Embedded | SHET | Wind Offshore | PRO-000277
a0l4L0000005iZNQAY | Llŷr Floating Wind | Stage: 0 -> NULL; Project Number: PRO-001981-0 -> PRO-001981; Gate: -> NULL | CHANGED | Llŷr Floating Wind Limited | Pembroke 400kV Substation |  | 0 | 200 | 200 | 2028-10-31 | Scoping | Direct Connection | NGET | Wind Offshore | PRO-001981
a0l4L0000005iqEQAQ | Lincs Offshore Wind Farm | Stage: 0 -> NULL; Project Number: PRO-000215-0 -> PRO-000215; Gate: -> NULL | CHANGED | LINCS WIND FARM LIMITED | Lincs 33/132kV Offshore Substation |  | 265 | 0 | 265 |  | Built | Direct Connection | OFTO | Wind Offshore | PRO-000215
a0l4L0000005iySQAQ | Llywelyn Extension Offshore Wind Farm | Stage: 0 -> NULL; Project Number: PRO-002406-0 -> PRO-002406; Gate: -> NULL | CHANGED | Renantis UK Limited | Pembroke 400kV Substation |  | 0 | 1000 | 1000 | 2036-12-06 | Scoping | Direct Connection | NGET | Wind Offshore | PRO-002406
a0l4L0000005idPQAQ | Llywelyn Floating Offshore Wind Farm | Stage: 0 -> NULL; Project Number: PRO-001668-0 -> PRO-001668; Gate: -> NULL | CHANGED | Renantis UK Limited | Pembroke 400kV Substation |  | 0 | 300 | 300 | 2029-03-31 | Scoping | Direct Connection | NGET | Wind Offshore | PRO-001668
a0l4L0000005ipcQAA | London Array Offshore Wind Farm | Stage: 0 -> NULL; Project Number: PRO-000201-0 -> PRO-000201; Gate: -> NULL | CHANGED | LONDON ARRAY LIMITED | London Array 33/150kV Offshore Substations |  | 630 | 0 | 630 |  | Built | Direct Connection | OFTO | Wind Offshore | PRO-000201
a0l4L0000005iZsQAI | Machair Offshore Wind Farm | Stage: 0 -> NULL; Project Number: PRO-001392-0 -> PRO-001392; Gate: -> NULL | CHANGED | SCOTTISHPOWER RENEWABLES (UK) LIMITED | Machair 275/66kV Offshore Substation |  | 0 | 2000 | 2000 | 2033-09-16 | Scoping | Direct Connection | SPT | Wind Offshore | PRO-001392
a0l4L0000005iisQAA | Magwind | Customer Name: MAGNORA OFFSHORE WIND AS -> MAGNORA OFFSHORE WIND N3 LIMITED; Connection Site: New Dounreay -> Talisk Offshore Wind Farm; Stage: 0 -> NULL; Project Number: PRO-001766-0 -> PRO-001766; Gate: -> NULL | CHANGED | MAGNORA OFFSHORE WIND N3 LIMITED | Talisk Offshore Wind Farm |  | 0 | 495 | 495 | 2033-10-31 | Scoping | Direct Connection | SHET | Wind Offshore | PRO-001766
a0l4L0000005ivOQAQ | Mererid Offshore Wind Farm | Stage: 0 -> NULL; Project Number: PRO-002391-0 -> PRO-002391; Gate: -> NULL | CHANGED | South West Wind Holdco Limited | Alverdiscott 400kV Substation |  | 0 | 1008 | 1008 | 2036-12-06 | Scoping | Direct Connection | NGET | Wind Offshore | PRO-002391
a0l4L0000005iZbQAI | Merlin 2 Offshore Windfarm | Stage: 0 -> NULL; Project Number: PRO-001997-0 -> PRO-001997; Gate: -> 1.0 | CHANGED | OFFSHORE WIND LIMITED | Alverdiscott 400kV Substation |  | 0 | 1500 | 1500 | 2031-10-31 | Scoping | Direct Connection | NGET | Wind Offshore | PRO-001997 | 1
a0l4L0000005ihVQAQ | Merlin Offshore Wind Farm | Stage: 0 -> NULL; Project Number: PRO-001728-0 -> PRO-001728; Gate: -> 1.0 | CHANGED | OFFSHORE WIND LIMITED | Alverdiscott 400kV Substation |  | 0 | 300 | 300 | 2028-11-01 | Scoping | Direct Connection | NGET | Wind Offshore | PRO-001728 | 1
a0l4L0000005iZrQAI | Mona Offshore Wind Farm | Stage: 0 -> NULL; Project Number: PRO-001391-0 -> PRO-001391; Gate: -> NULL | CHANGED | Mona Offshore Wind Limited | Bodelwyddan 400kV Substation |  | 0 | 1500 | 1500 | 2029-10-31 | Scoping | Direct Connection | NGET | Wind Offshore | PRO-001391
a0l4L0000005ip7QAA | Moray East Offshore Wind Farm | Stage: 0 -> NULL; Project Number: PRO-000533-0 -> PRO-000533; Gate: -> NULL | CHANGED | MORAY OFFSHORE WINDFARM (EAST) LIMITED | New Deer 400kV Substation |  | 900 | 0 | 900 |  | Built | Direct Connection | SHET | Wind Offshore | PRO-000533
a0l4L0000005ifSQAQ | Moray West Offshore Windfarm | Stage: 0 -> NULL; Project Number: PRO-001130-0 -> PRO-001130; Gate: -> NULL | CHANGED | MORAY OFFSHORE WINDFARM (WEST) LIMITED | Moray Firth 220/33kV Platform 1 & 2 Offshore Substation |  | 860 | 0 | 860 |  | Built | Direct Connection | SHET | Wind Offshore | PRO-001130
a0l4L0000005ibwQAA | Morecambe Offshore Wind Farm | Stage: 0 -> NULL; Project Number: PRO-001450-0 -> PRO-001450; Gate: -> NULL | CHANGED | MORECAMBE OFFSHORE WINDFARM LTD | Penwortham 400kV Substation |  | 0 | 480 | 480 | 2029-06-30 | Scoping | Direct Connection | NGET | Wind Offshore | PRO-001450
a0l4L0000005ik5QAA | Morgan Offshore Wind Farm | Stage: 0 -> NULL; Project Number: PRO-001594-0 -> PRO-001594; Gate: -> NULL | CHANGED | Morgan Offshore Wind Limited | Penwortham 400kV Substation |  | 0 | 1500 | 1500 | 2029-11-30 | Scoping | Direct Connection | NGET | Wind Offshore | PRO-001594
a0l4L0000005izJQAQ | Morven A Offshore Wind Farm (Prev Phoenix 1A) | Stage: 0 -> NULL; Project Number: PRO-001515-0 -> PRO-001515; Gate: -> NULL | CHANGED | Morven Offshore Wind Limited | Hawthorn Pit 400kV Substation |  | 0 | 1500 | 1500 | 2031-10-31 | Scoping | Direct Connection | NGET | Wind Offshore | PRO-001515
a0l4L0000005izKQAQ | Morven North Offshore Wind Farm | Stage: 0 -> NULL; Project Number: PRO-001519-0 -> PRO-001519; Gate: -> NULL | CHANGED | Morven Offshore Wind Limited | Branxton 400/132KV Substation |  | 0 | 1500 | 1500 | 2033-10-31 | Scoping | Direct Connection | SPT | Wind Offshore | PRO-001519
a0l4L0000005ixtQAA | Morwind 300 | Stage: 0 -> NULL; Project Number: PRO-001787-0 -> PRO-001787; Gate: -> NULL | CHANGED | Morwind Ltd | Alverdiscott 400kV Substation |  | 0 | 300 | 300 | 2031-10-31 | Scoping | Direct Connection | NGET | Wind Offshore | PRO-001787
a0l4L0000005izGQAQ | Muir Mhor Offshore Wind Farm | Stage: 0 -> NULL; Project Number: PRO-001698-0 -> PRO-001698; Gate: -> NULL | CHANGED | MUIR MHÒR OFFSHORE WIND FARM LIMITED | Cirrus Offshore Windfarm Substation |  | 0 | 1000 | 1000 | 2033-10-31 | Scoping | Direct Connection | SHET | Wind Offshore | PRO-001698
a0l4L0000005irpQAA | Neart Na Gaoithe Offshore Wind Farm | Stage: 0 -> NULL; MW Connected: 0.0 -> 448.0; MW Increase / Decrease: 448.0 -> 0.0; MW Effective From: 01/06/2023 -> NULL; Project Status: Consents Approved -> Built; Project Number: PRO-000273-0 -> PRO-000273; Gate: -> NULL | CHANGED | NEART NA GAOITHE OFFSHORE WIND LIMITED | Neart Na Gaoithe 220/66KV Offshore Substation |  | 448 | 0 | 448 |  | Built | Direct Connection | SPT | Wind Offshore | PRO-000273
a0l4L0000005izTQAQ | Norfolk Boreas | Stage: 1 -> 1.0; Gate: -> NULL | CHANGED | NORFOLK BOREAS LIMITED | Necton 400kV Substation | 1 | 0 | 400 | 400 | 2029-10-01 | Awaiting Consents | Direct Connection | NGET | Wind Offshore | PRO-000399-1
a0l4L0000005izTQAQ | Norfolk Boreas | Stage: 1 -> 1.0; Gate: -> NULL | CHANGED | NORFOLK BOREAS LIMITED | Necton 400kV Substation | 2 | 0 | 920 | 1320 | 2030-12-31 | Scoping | Direct Connection | NGET | Wind Offshore | PRO-000399-2
a0l4L0000005ibmQAA | North East Offshore Wind Farm | Stage: 0 -> 1.0; MW Increase / Decrease: 2000.0 -> 600.0; Cumulative Total Capacity (MW): 2,000.00 MW -> 2,600.00 MW; MW Effective From: 31/10/2033 -> 31/03/2031; Project Number: PRO-001436-0 -> PRO-001436-1; Gate: -> NULL | CHANGED | CALEDONIA OFFSHORE WIND FARM LIMITED | New Deer 2 400kV Substation | 1 | 0 | 600 | 600 | 2031-03-31 | Scoping | Direct Connection | SHET | Wind Offshore | PRO-001436-1
a0l4L0000005ibmQAA | North East Offshore Wind Farm | Stage: 0 -> 1.0; MW Increase / Decrease: 2000.0 -> 600.0; Cumulative Total Capacity (MW): 2,000.00 MW -> 2,600.00 MW; MW Effective From: 31/10/2033 -> 31/03/2031; Project Number: PRO-001436-0 -> PRO-001436-1; Gate: -> NULL | CHANGED | CALEDONIA OFFSHORE WIND FARM LIMITED | New Deer 2 400kV Substation | 2 | 0 | 1400 | 2000 | 2032-10-31 | Scoping | Direct Connection | SHET | Wind Offshore | PRO-001436-2
a0l4L0000005izVQAQ | North Falls Offshore Wind Farm | Stage: 0 -> NULL; Project Number: PRO-000451-0 -> PRO-000451; Gate: -> NULL | CHANGED | NORTH FALLS OFFSHORE WIND FARM LIMITED | North Falls Offshore Platform Substation |  | 0 | 1000 | 1000 | 2030-10-31 | Scoping | Direct Connection | NGET | Wind Offshore | PRO-000451
a0l4L0000005iqFQAQ | Ormonde Offshore Wind Farm | Stage: 0 -> NULL; Project Number: PRO-000216-0 -> PRO-000216; Gate: -> NULL | CHANGED | ORMONDE ENERGY LIMITED | Ormonde 33/132kV Offshore Substation |  | 150 | 0 | 150 |  | Built | Direct Connection | OFTO | Wind Offshore | PRO-000216
a0l4L0000005iecQAA | Ossian 1 Offshore Wind Farm | Stage: 0 -> NULL; Project Number: PRO-001488-0 -> PRO-001488; Gate: -> NULL | CHANGED | Ossian Offshore Wind Farm Limited | SSE OFFSHORE 1 400/66KV OFFSHORE SUBSTATION |  | 0 | 1320 | 1320 | 2033-10-31 | Scoping | Direct Connection | NGET | Wind Offshore | PRO-001488
a0l4L0000005ieeQAA | Ossian 2 Offshore Wind Farm | Stage: 0 -> NULL; Project Number: PRO-001491-0 -> PRO-001491; Gate: -> NULL | CHANGED | Ossian Offshore Wind Farm Limited | SSE OFFSHORE 2 220/66KV OFFSHORE SUBSTATION |  | 0 | 600 | 600 | 2031-10-31 | Scoping | Direct Connection | NGET | Wind Offshore | PRO-001491
a0l4L0000005iedQAA | Ossian 3 Offshore Wind Farm | Stage: 0 -> NULL; Project Number: PRO-001489-0 -> PRO-001489; Gate: -> NULL | CHANGED | Ossian Offshore Wind Farm Limited | SSE Offshore 3 220/66kV Offshore Substation |  | 0 | 600 | 600 | 2033-10-31 | Scoping | Direct Connection | SHET | Wind Offshore | PRO-001489
a0l4L0000005iwQQAQ | Ossian 4 Offshore Wind Farm | Stage: 0 -> NULL; Project Number: PRO-002145-0 -> PRO-002145; Gate: -> NULL | CHANGED | Ossian Offshore Wind Farm Limited | Cousland 400kV |  | 0 | 1008 | 1008 | 2033-10-31 | Scoping | Direct Connection | SPT | Wind Offshore | PRO-002145
a0l4L0000005iaiQAA | OWF3 | Customer Name: SCOTTISHPOWER RENEWABLES (UK) LIMITED -> Marramwind Limited; Stage: 1 -> 1.0; Gate: -> NULL | CHANGED | Marramwind Limited | OWF3 275/66kV Offshore Substation | 1 | 0 | 1000 | 1000 | 2031-10-31 | Scoping | Direct Connection | SHET | Wind Offshore | PRO-001406-1
a0l4L0000005iaiQAA | OWF3 | Customer Name: SCOTTISHPOWER RENEWABLES (UK) LIMITED -> Marramwind Limited; Stage: 1 -> 1.0; Gate: -> NULL | CHANGED | Marramwind Limited | OWF3 275/66kV Offshore Substation | 2 | 0 | 2000 | 3000 | 2033-10-31 | Scoping | Direct Connection | SHET | Wind Offshore | PRO-001406-2
a0l4L0000005iqSQAQ | OWPL Windfarm | Stage: 1 -> 1.0; MW Increase / Decrease: 0.0 -> 750.0; Cumulative Total Capacity (MW): 4,500.00 MW -> 3,000.00 MW; MW Effective From: 31/10/2028 -> 31/12/2029; Gate: -> NULL | CHANGED | OFFSHORE WIND POWER LIMITED | OWPL Windfarm Platform 220/66kV Offshore Substation | 1 | 0 | 750 | 750 | 2029-12-31 | Scoping | Direct Connection | SHET | Wind Offshore | PRO-000568-1
a0l4L0000005iqSQAQ | OWPL Windfarm | Stage: 1 -> 1.0; MW Increase / Decrease: 0.0 -> 750.0; Cumulative Total Capacity (MW): 4,500.00 MW -> 3,000.00 MW; MW Effective From: 31/10/2028 -> 31/12/2029; Gate: -> NULL | CHANGED | OFFSHORE WIND POWER LIMITED | OWPL Windfarm Platform 220/66kV Offshore Substation | 2 | 0 | 1500 | 2250 | 2030-12-31 | Scoping | Direct Connection | SHET | Wind Offshore | PRO-000568-2
a0l4L0000005idGQAQ | Pentland Floating Offshore Wind Farm | Connection Site: OWF-100 Substation -> Pentland Floating Offshore Wind Farm 132/66kV substation; Stage: 0 -> NULL; Project Number: PRO-001472-0 -> PRO-001472; Gate: -> NULL | CHANGED | HIGHLAND WIND LIMITED | Pentland Floating Offshore Wind Farm 132/66kV substation |  | 0 | 100 | 100 | 2027-10-31 | Scoping | Direct Connection | SHET | Wind Offshore | PRO-001472
a0l4L0000005iM5QAI | Petroc Extension Offshore Wind Farm | Stage: 0 -> NULL; Project Number: PRO-002404-0 -> PRO-002404; Gate: -> NULL | CHANGED | SCARABEN OFFSHORE WIND FARM LIMITED | Alverdiscott 400kV Substation |  | 0 | 1000 | 1000 | 2036-12-06 | Scoping | Direct Connection | NGET | Wind Offshore | PRO-002404
a0l4L0000005j1UQAQ | Petroc Offshore Wind Farm | Stage: 0 -> NULL; Project Number: PRO-001661-0 -> PRO-001661; Gate: -> NULL | CHANGED | SCARABEN OFFSHORE WIND FARM LIMITED | Alverdiscott 400kV Substation |  | 0 | 300 | 300 | 2029-03-31 | Scoping | Direct Connection | NGET | Wind Offshore | PRO-001661
a0l8e0000012kiGAAQ | Project Flora Peterhead | Stage: 0 -> NULL; Project Number: PRO-004741-0 -> PRO-004741; Gate: -> NULL | CHANGED | BP NORTH EAST OFFSHORE WIND LIMITED | Peterhead Grange GSP |  | 0 | 50 | 50 | 2033-10-31 | Scoping | Embedded | SHET | Wind Offshore | PRO-004741
a0l4L0000005iqCQAQ | Race Bank Wind Farm | Stage: 0 -> NULL; Project Number: PRO-000213-0 -> PRO-000213; Gate: -> NULL | CHANGED | RACE BANK WIND FARM LIMITED | Race Bank 132kV Substation |  | 565 | 0 | 565 |  | Built | Direct Connection | NGET | Wind Offshore | PRO-000213
a0l4L0000005io1QAA | Rampion Extension Offshore Wind Farm | Connection Site: Rampion Offshore Wind Farm -> Bolney 400kV Substation; Stage: 0 -> NULL; Project Number: PRO-000467-0 -> PRO-000467; Gate: -> NULL | CHANGED | RAMPION EXTENSION DEVELOPMENT LIMITED | Bolney 400kV Substation |  | 0 | 1200 | 1200 | 2026-08-01 | Scoping | Direct Connection | NGET | Wind Offshore | PRO-000467
a0l4L0000005iqoQAA | Rampion Offshore Wind Farm | Stage: 0 -> NULL; Project Number: PRO-000248-0 -> PRO-000248; Gate: -> NULL | CHANGED | RAMPION OFFSHORE WIND LIMITED | Rampion 33/132kV Offshore |  | 400 | 0 | 400 |  | Built | Direct Connection | NGET | Wind Offshore | PRO-000248
a0l4L0000005ipaQAA | Robin Rigg East Offshore Wind Farm | Stage: 0 -> NULL; Project Number: PRO-000194-0 -> PRO-000194; Gate: -> NULL | CHANGED | RWE RENEWABLES UK ROBIN RIGG EAST LIMITED | Robin Rigg East 132/33kV Offshore Substation |  | 86 | 0 | 86 |  | Built | Direct Connection | OFTO | Wind Offshore | PRO-000194
a0l4L0000005ipbQAA | Robin Rigg West Offshore Wind Farm | Stage: 0 -> NULL; Project Number: PRO-000195-0 -> PRO-000195; Gate: -> NULL | CHANGED | RWE RENEWABLES UK ROBIN RIGG WEST LIMITED | Robin Rigg West Offshore Wind Farm Substation |  | 92 | 0 | 92 |  | Built | Direct Connection | OFTO | Wind Offshore | PRO-000195
a0l4L0000005iulQAA | Scaraben Offshore Wind Farm | Stage: 0 -> NULL; Project Number: PRO-002401-0 -> PRO-002401; Gate: -> NULL | CHANGED | SCARABEN OFFSHORE WIND FARM LIMITED | Longside 132kV Substation |  | 0 | 100 | 100 | 2033-10-31 | Scoping | Direct Connection | SHET | Wind Offshore | PRO-002401
a0l4L0000005izYQAQ | Scira-Dudgeon Extension | Stage: 1 -> 1.0; Gate: -> NULL | CHANGED | SHERINGHAM SHOAL AND DUDGEON EXTENSIONS PROJCO LIMITED | Norwich Main 400kV Substation | 1 | 0 | 719 | 719 | 2030-01-01 | Scoping | Direct Connection | NGET | Wind Offshore | PRO-000507-1
a0l4L0000005izYQAQ | Scira-Dudgeon Extension | Stage: 1 -> 1.0; Gate: -> NULL | CHANGED | SHERINGHAM SHOAL AND DUDGEON EXTENSIONS PROJCO LIMITED | Norwich Main 400kV Substation | 2 | 0 | 231 | 950 | 2031-10-31 | Scoping | Direct Connection | NGET | Wind Offshore | PRO-000507-2
a0l4L0000005izYQAQ | Scira-Dudgeon Extension | Stage: 1 -> 1.0; Gate: -> NULL | CHANGED | SHERINGHAM SHOAL AND DUDGEON EXTENSIONS PROJCO LIMITED | Norwich Main 400kV Substation | 3 | 0 | 400 | 1350 | 2034-10-01 | Scoping | Direct Connection | NGET | Wind Offshore | PRO-000507-3
a0l4L0000005ipFQAQ | Seagreen 1 Offshore Wind Farm | Stage: 0 -> NULL; Project Number: PRO-000527-0 -> PRO-000527; Gate: -> NULL | CHANGED | Seagreen Wind Energy Limited | Tealing 275/33kV Substation |  | 1075 | 0 | 1075 |  | Built | Direct Connection | SHET | Wind Offshore | PRO-000527
a0l4L0000005izHQAQ | Seagreen 1A Offshore Wind Farm | Stage: 0 -> NULL; Project Number: PRO-000703-0 -> PRO-000703; Gate: -> NULL | CHANGED | SEAGREEN 1A LIMITED | Cockenzie 400/275kV |  | 0 | 500 | 500 | 2028-04-01 | Under Construction/Commissioning | Direct Connection | SPT | Wind Offshore | PRO-000703
a0l8e0000010wXuAAI | Sealtainn Offshore Wind Farm | Stage: 0 -> NULL; Project Number: PRO-002670-0 -> PRO-002670; Gate: -> NULL | CHANGED | Shetland Offshore Wind Limited | Sealtainn 275kV Offshore |  | 0 | 500 | 500 | 2033-10-31 | Scoping | Direct Connection | SHET | Wind Offshore | PRO-002670
a0l4L0000005iqAQAQ | Sheringham Shoal Offshore Wind Farm | Stage: 0 -> NULL; Project Number: PRO-000211-0 -> PRO-000211; Gate: -> NULL | CHANGED | SCIRA OFFSHORE ENERGY LIMITED | Sheringham Shoal 33/132kV Offshore Substations |  | 315 | 0 | 315 |  | Built | Direct Connection | OFTO | Wind Offshore | PRO-000211
a0l8e000000ez6zAAA | Sinclair Offshore Wind Farm | Stage: 0 -> NULL; Project Number: PRO-003790-0 -> PRO-003790; Gate: -> NULL | CHANGED | SINCLAIR OFFSHORE WIND FARM LIMITED | Longside 132kV Substation |  | 0 | 100 | 100 | 2033-10-31 | Scoping | Direct Connection | SHET | Wind Offshore | PRO-003790
a0l4L0000005imVQAQ | Sofia Offshore Wind Farm | Stage: 1 -> NULL; Project Number: PRO-000404-1 -> PRO-000404; Gate: -> NULL | CHANGED | SOFIA OFFSHORE WIND FARM LIMITED | Dogger Bank 220kV Offshores |  | 0 | 1320 | 1320 | 2026-01-30 | Scoping | Direct Connection | NGET | Wind Offshore | PRO-000404
a0l4L0000005iNeQAI | Spiorad Na Mara Offshore Wind Farm | Stage: 0 -> NULL; Project Number: PRO-001642-0 -> PRO-001642; Gate: -> NULL | CHANGED | SPIORAD NA MARA LIMITED | NPI C 220/66KV OFFSHORE SUBSTATION |  | 0 | 900 | 900 | 2030-12-31 | Scoping | Direct Connection | SHET | Wind Offshore | PRO-001642
a0l8e0000011xxKAAQ | SPR CS1 | Stage: 0 -> NULL; Project Number: PRO-003484-0 -> PRO-003484; Gate: -> NULL | CHANGED | SCOTTISHPOWER RENEWABLES (UK) LIMITED | Alverdiscott 400kV Substation |  | 0 | 1000 | 1000 | 2037-10-31 | Scoping | Direct Connection | NGET | Wind Offshore | PRO-003484
a0l4L0000005iyPQAQ | SSE Celtic Sea 1 | Stage: 0 -> NULL; Project Number: PRO-002405-0 -> PRO-002405; Gate: -> NULL | CHANGED | SSE RENEWABLES OFFSHORE WINDFARM HOLDINGS LIMITED | Alverdiscott 400kV Substation |  | 0 | 1500 | 1500 | 2036-12-06 | Scoping | Direct Connection | NGET | Wind Offshore | PRO-002405
a0l4L0000005izNQAQ | Stromar Offshore Windfarm | Stage: 1 -> 1.0; Gate: -> NULL | CHANGED | Stromar Offshore Wind Farm Limited | New Deer 2 400kV Substation | 1 | 0 | 1000 | 1000 | 2033-10-31 | Scoping | Direct Connection | SHET | Wind Offshore | PRO-001530-1
a0l4L0000005izNQAQ | Stromar Offshore Windfarm | Stage: 1 -> 1.0; Gate: -> NULL | CHANGED | Stromar Offshore Wind Farm Limited | New Deer 2 400kV Substation | 2 | 0 | 500 | 1500 | 2035-12-31 | Scoping | Direct Connection | SHET | Wind Offshore | PRO-001530-2
a0l4L0000005iqBQAQ | Thanet Offshore Wind Farm | Stage: 0 -> NULL; Project Number: PRO-000212-0 -> PRO-000212; Gate: -> NULL | CHANGED | THANET OFFSHORE WIND LIMITED | Thanet 33/132kV Offshore Substation |  | 300 | 0 | 300 |  | Built | Direct Connection | OFTO | Wind Offshore | PRO-000212
a0l4L0000005iy6QAA | Torridge Offshore Wind Farm | Stage: 0 -> NULL; Project Number: PRO-001917-0 -> PRO-001917; Gate: -> NULL | CHANGED | GWYNT GLAS OFFSHORE WIND FARM LIMITED | Alverdiscott 400kV Substation |  | 0 | 1500 | 1500 | 2031-10-31 | Scoping | Direct Connection | NGET | Wind Offshore | PRO-001917
a0l4L0000005ipZQAQ | Triton Knoll Offshore Wind Farm | Stage: 0 -> NULL; Project Number: PRO-000193-0 -> PRO-000193; Gate: -> NULL | CHANGED | TRITON KNOLL OFFSHORE WIND FARM LIMITED | Triton Knoll Offshore Substation |  | 824 | 0 | 824 |  | Built | Direct Connection | NGET | Wind Offshore | PRO-000193
a0l4L0000005iZlQAI | Valorous Offshore Wind Farm | Stage: 0 -> NULL; Project Number: PRO-001383-0 -> PRO-001383; Gate: -> NULL | CHANGED | Blue Gem Wind Limited | Pembroke 400kV Substation |  | 0 | 300 | 300 | 2031-10-31 | Scoping | Direct Connection | NGET | Wind Offshore | PRO-001383
a0l4L0000005izXQAQ | Vanguard | Stage: 0 -> NULL; Project Number: PRO-000459-0 -> PRO-000459; Gate: -> NULL | CHANGED | NORFOLK VANGUARD WEST LIMITED | Necton 400kV Substation |  | 0 | 1320 | 1320 | 2025-12-01 | Consents Approved | Direct Connection | NGET | Wind Offshore | PRO-000459
a0l4L0000005izdQAA | Vanguard East | Connection Site: Necton 400kV Substation -> Vanguard East 275/66kV Offshore Substation; Stage: 1 -> 1.0; Gate: -> NULL | CHANGED | Norfolk Vanguard East Ltd | Vanguard East 275/66kV Offshore Substation | 1 | 0 | 400 | 400 | 2028-04-01 | Scoping | Direct Connection | NGET | Wind Offshore | PRO-000580-1
a0l4L0000005izdQAA | Vanguard East | Connection Site: Necton 400kV Substation -> Vanguard East 275/66kV Offshore Substation; Stage: 1 -> 1.0; Gate: -> NULL | CHANGED | Norfolk Vanguard East Ltd | Vanguard East 275/66kV Offshore Substation | 2 | 0 | 920 | 1320 | 2028-12-31 | Scoping | Direct Connection | NGET | Wind Offshore | PRO-000580-2
a0l4L0000005iqlQAA | Walney 3 Offshore Wind Farm | Stage: 0 -> NULL; Project Number: PRO-000239-0 -> PRO-000239; Gate: -> NULL | CHANGED | WALNEY EXTENSION LIMITED | Walney 3 Offshore Substation |  | 330 | 0 | 330 |  | Built | Direct Connection | NGET | Wind Offshore | PRO-000239
a0l4L0000005iqmQAA | Walney 4 Offshore Wind Farm | Stage: 0 -> NULL; Project Number: PRO-000240-0 -> PRO-000240; Gate: -> NULL | CHANGED | WALNEY EXTENSION LIMITED | Walney 4 Offshore Substation |  | 330 | 0 | 330 |  | Built | Direct Connection | NGET | Wind Offshore | PRO-000240
a0l4L0000005iqGQAQ | Walney I Offshore Wind Farm | Stage: 0 -> NULL; Project Number: PRO-000221-0 -> PRO-000221; Gate: -> NULL | CHANGED | WALNEY (UK) OFFSHORE WINDFARMS LIMITED | Walney 1 33/132kV Offshore Substation |  | 182 | 0 | 182 |  | Built | Direct Connection | OFTO | Wind Offshore | PRO-000221
a0l4L0000005iqHQAQ | Walney II Offshore Wind Farm | Stage: 0 -> NULL; Project Number: PRO-000222-0 -> PRO-000222; Gate: -> NULL | CHANGED | WALNEY (UK) OFFSHORE WINDFARMS LIMITED | Walney 2 33/132kV Substation |  | 182 | 0 | 182 |  | Built | Direct Connection | OFTO | Wind Offshore | PRO-000222
a0l4L0000005iq9QAA | West of Duddon Sands Offshore Wind Farm | Stage: 0 -> NULL; Project Number: PRO-000210-0 -> PRO-000210; Gate: -> NULL | CHANGED | MORECAMBE WIND LIMITED | West of Duddon Sands 34/155kV Offshore Substation |  | 382 | 0 | 382 |  | Built | Direct Connection | OFTO | Wind Offshore | PRO-000210
a0l4L0000005iqIQAQ | Westermost Rough Offshore Wind Farm | Stage: 0 -> NULL; Project Number: PRO-000223-0 -> PRO-000223; Gate: -> NULL | CHANGED | WESTERMOST ROUGH LIMITED | Westermost Rough Offshore Substation |  | 206.5 | 0 | 206.5 |  | Built | Direct Connection | OFTO | Wind Offshore | PRO-000223

## Pot 1 (Onshore-Solar)
TEC Register Comparison: Pot 1 (Onshore-Solar)
Version A: tec-register-2025-08-12.csv | Version B: tec-register-2025-12-13.csv
SUMMARY OF PROJECT CHANGES:
Metric | Value
Projects Added (in B only) | 2
Projects Removed (in A only) | 0
Projects with Field Change (excluding Added/Removed) | 337
--- | ---
Capacity Added (MW) | 630.85
Capacity Removed (MW) | 0.00
--- DETAILED PROJECT CHANGES ---
'ADDED' and 'CHANGED' rows show Version B (Latest) data.
'REMOVED' rows show Version A (Old) data.
Project ID | Project Name | Changes Made | Change_Type | Customer Name | Connection Site | Stage | MW Connected | MW Increase / Decrease | Cumulative Total Capacity (MW) | MW Effective From | Project Status | Agreement Type | HOST TO | Plant Type | Project Number | Gate
a0lJ9000000PFobIAG | Derwent Solar 2 | NEWLY ADDED PROJECT | ADDED | Derwent Solar 2 Limited | Osbaldwick GSP |  | 0 | 200 | 200 | 2039-10-31 | Scoping | Embedded | NGET | PV Array (Photo Voltaic/solar) | PRO-005908
a0lJ9000000PNKlIAO | Kenwick Solar | NEWLY ADDED PROJECT | ADDED | ANESCO LIMITED | Shrewsbury 400kV Substation |  | 0 | 430.85 | 430.85 | 2037-10-31 | Scoping | Direct Connection | NGET | PV Array (Photo Voltaic/solar) | PRO-005989
a0l4L0000005igoQAA | Airtnoch BESS | REMOVED PROJECT | REMOVED | TURBINE MARKETING SPV LIMITED | Whitelee Extension 275/33kV | 0 | 0 | 89 | 89 | 2027-09-29 | Scoping | Direct Connection | SPT | PV Array (Photo Voltaic/solar) | PRO-001107-0
a0l8e000000TPDCAA4 | Summerston PV 50MW | REMOVED PROJECT | REMOVED | Bluestone Energy Ltd | Killermont 132/33kV | 0 | 0 | 50 | 100 | 2031-06-30 | Scoping | Embedded | SPT | PV Array (Photo Voltaic/solar) | PRO-003199-0
a0l4L0000005ikeQAA | Waternish Wind Farm Substaion | REMOVED PROJECT | REMOVED | WIND DEVELOPMENT HOLDINGS LIMITED | Waternish Wind Farm 12KV Substation | 0 | 0 | 81.6 | 81.6 | 2034-04-30 | Scoping | Direct Connection | SHET | Wind Onshore | PRO-002295-0
a0l4L0000005ilHQAQ | Aberarder Wind Farm | Stage: 0 -> NULL; Project Number: PRO-000368-0 -> PRO-000368; Gate: -> NULL | CHANGED | ABERARDER WIND FARM LLP | Aberarder Wind Farm 132/33kV Substation |  | 0 | 49.99 | 49.99 | 2026-08-31 | Consents Approved | Direct Connection | SHET | Wind Onshore | PRO-000368
a0l4L0000005ivFQAQ | Abhainn Dubh Wind Farm | Stage: 0 -> NULL; Project Number: PRO-002272-0 -> PRO-002272; Gate: -> NULL | CHANGED | E Power Limited | Abhainn Dubh Wind Farm 132kV Substation |  | 0 | 75 | 75 | 2029-05-31 | Scoping | Direct Connection | SHET | Wind Onshore | PRO-002272
a0l4L0000005iiYQAQ | Achany Extension Wind Farm | Stage: 0 -> NULL; Project Number: PRO-001555-0 -> PRO-001555; Gate: -> NULL | CHANGED | SSE Generation Limited | ACHANY EXTENSION WIND FARM 132/33KV Substation |  | 0 | 105 | 105 | 2028-03-30 | Scoping | Direct Connection | SHET | Wind Onshore | PRO-001555
a0l4L0000005itEQAQ | A'Chruach Wind Farm | Stage: 0 -> NULL; Project Number: PRO-000005-0 -> PRO-000005; Gate: -> NULL | CHANGED | A'CHRUACH WIND FARM LIMITED | A'Chruach Wind Farm 275kV Substation |  | 43 | 0 | 43 |  | Built | Direct Connection | SHET | Wind Onshore | PRO-000005
a0l4L0000005iTjQAI | Ackron Wind Farm | Stage: 0 -> NULL; Project Number: PRO-001446-0 -> PRO-001446; Gate: -> NULL | CHANGED | ACKRON WIND FARM LTD | Dounreay GSP |  | 0 | 49.9 | 49.9 | 2028-08-31 | Scoping | Embedded | SHET | Wind Onshore | PRO-001446
a0l4L0000005ipiQAA | Afton Wind Farm | Stage: 0 -> NULL; Project Number: PRO-000558-0 -> PRO-000558; Gate: -> NULL | CHANGED | AFTON WIND FARM LIMITED | Blackhill 132/33kV |  | 50 | 0 | 50 |  | Built | Direct Connection | SPT | Wind Onshore | PRO-000558
a0l8e000001Hrv4AAC | AGS Calderside PV Solar | Stage: 0 -> NULL; Project Number: PRO-004225-0 -> PRO-004225; Gate: -> NULL | CHANGED | Advance Grid Solutions Limited | Clydesmill 275/33kV |  | 0 | 63 | 63 | 2027-05-31 | Scoping | Embedded | SPT | PV Array (Photo Voltaic/solar) | PRO-004225
a0l4L0000005itGQAQ | Aikengall II Windfarm | Stage: 0 -> NULL; Project Number: PRO-000007-0 -> PRO-000007; Gate: -> NULL | CHANGED | AIKENGALL II COMMUNITY WIND COMPANY LIMITED | Wester Dod 132kV |  | 63.8 | 0 | 63.8 |  | Built | Direct Connection | SPT | Wind Onshore | PRO-000007
a0l4L0000005iphQAA | Aikengall IIA Wind Farm | Stage: 0 -> NULL; Project Number: PRO-000559-0 -> PRO-000559; Gate: -> NULL | CHANGED | AIK2A SUSTAINABLE ENERGY LTD | Wester Dod 132kV |  | 81.2 | 0 | 81.2 |  | Built | Direct Connection | SPT | Wind Onshore | PRO-000559
a0l4L0000005iWSQAY | Airies Wind Farm | Stage: 0 -> NULL; Project Number: PRO-000008-0 -> PRO-000008; Gate: -> NULL | CHANGED | AIRIES WINDFARM LIMITED | Newton Stewart 132/33kV |  | 35 | 0 | 35 |  | Built | Embedded | SPT | Wind Onshore | PRO-000008
a0lJ9000000POFuIAO | Allt Domhain Wind Farm | Stage: 0 -> NULL; Project Number: PRO-006015-0 -> PRO-006015; Gate: -> NULL | CHANGED | ENERGYFARM ALLT DOMHAIN LTD | Carradale 1 GSP |  | 0 | 64.8 | 64.8 | 2035-10-31 | Scoping | Embedded | SHET | Wind Onshore | PRO-006015
a0l4L0000005itHQAQ | An Suidhe Wind Farm - Argyll (SRO) | Stage: 0 -> NULL; Project Number: PRO-000009-0 -> PRO-000009; Gate: -> NULL | CHANGED | AN SUIDHE WIND FARM LIMITED | Eredine GSP |  | 19.3 | 0 | 19.3 |  | Built | Direct Connection | SHET | Wind Onshore | PRO-000009
a0l4L0000005iWTQAY | Andershaw Wind Farm | Stage: 0 -> NULL; Project Number: PRO-000010-0 -> PRO-000010; Gate: -> NULL | CHANGED | ANDERSHAW WIND POWER LIMITED | Linnmill 132/33kV |  | 35 | 0 | 35 |  | Built | Embedded | SPT | Wind Onshore | PRO-000010
a0l8e0000010wXBAAY | Appin Wind Farm | Stage: 0 -> NULL; Project Number: PRO-002661-0 -> PRO-002661; Gate: -> NULL | CHANGED | Appin Wind Farm Limited | Glenglass 132kV Substation |  | 0 | 66 | 66 | 2031-10-31 | Scoping | Direct Connection | SPT | Wind Onshore | PRO-002661
a0l4L0000005iWVQAY | Ardkinglas | Stage: 0 -> NULL; Project Number: PRO-000013-0 -> PRO-000013; Gate: -> NULL | CHANGED | SCOTTISHPOWER RENEWABLES (UK) LIMITED | Ardkinglas GSP |  | 19.25 | 0 | 19.25 |  | Built | Embedded | SHET | Wind Onshore | PRO-000013
a0l4L0000005itIQAQ | Arecleoch | Stage: 1 -> 1.0; Gate: -> NULL | CHANGED | SCOTTISHPOWER RENEWABLES (UK) LIMITED | Arecleoch 132/33kV | 1 | 114 | 0 | 114 |  | Built | Direct Connection | SPT | Wind Onshore | PRO-000012-1
a0l4L0000005itIQAQ | Arecleoch | Stage: 1 -> 1.0; Gate: -> NULL | CHANGED | SCOTTISHPOWER RENEWABLES (UK) LIMITED | Arecleoch 132/33kV | 2 | 0 | 216 | 330 | 2032-06-15 | Scoping | Direct Connection | SPT | Wind Onshore | PRO-000012-2
a0l4L0000005ixHQAQ | Arecleoch Windfarm Extension | Stage: 0 -> NULL; Project Number: PRO-001111-0 -> PRO-001111; Gate: -> NULL | CHANGED | SCOTTISHPOWER RENEWABLES (UK) LIMITED | Arecleoch 132/33kV |  | 0 | 72.8 | 72.8 | 2026-08-31 | Scoping | Direct Connection | SPT | Wind Onshore | PRO-001111
a0l4L0000005ikZQAQ | Arresgill Wind Farm | Stage: 0 -> NULL; Project Number: PRO-002409-0 -> PRO-002409; Gate: -> NULL | CHANGED | ARRESGILL ENERGY LIMITED | Arresgill 132kV Substation |  | 0 | 150 | 150 | 2031-10-31 | Scoping | Direct Connection | SPT | Wind Onshore | PRO-002409
a0l8e0000011zPNAAY | Artfield Forest Wind Farm | Stage: 0 -> NULL; Project Number: PRO-003578-0 -> PRO-003578; Gate: -> NULL | CHANGED | ARTFIELD FOREST WIND FARM LTD | Artfield Forest Wind Farm 132kV Substation |  | 0 | 85.8 | 85.8 | 2030-06-28 | Consents Approved | Direct Connection | SPT | Wind Onshore | PRO-003578
a0l4L0000005iWWQAY | Assel Valley Wind Farm | Stage: 0 -> NULL; Project Number: PRO-000014-0 -> PRO-000014; Gate: -> NULL | CHANGED | ASSEL VALLEY WIND ENERGY LIMITED | Maybole 132/33kV |  | 29.95 | 0 | 29.95 |  | Built | Embedded | SPT | Wind Onshore | PRO-000014
a0l4L0000005iUpQAI | Auchrobert Wind Farm | Stage: 0 -> NULL; Project Number: PRO-000016-0 -> PRO-000016; Gate: -> NULL | CHANGED | AUCHROBERT WIND ENERGY LIMITED | Linnmill 132/33kV |  | 36 | 0 | 36 |  | Built | Embedded | SPT | Wind Onshore | PRO-000016
a0l4L0000005ilUQAQ | Bad a Cheo Wind Farm | Stage: 0 -> NULL; Project Number: PRO-000018-0 -> PRO-000018; Gate: -> NULL | CHANGED | RWE RENEWABLES UK SWINDON LIMITED | Mybster 3 33kV Substation |  | 26.65 | 0 | 26.65 |  | Built | Direct Connection | SHET | Wind Onshore | PRO-000018
a0l4L0000005iUqQAI | Baillie Wind Farm | Stage: 0 -> NULL; Project Number: PRO-000020-0 -> PRO-000020; Gate: -> NULL | CHANGED | BAILLIE WINDFARM LIMITED | Dounreay GSP |  | 52.5 | 0 | 52.5 |  | Built | Embedded | SHET | Wind Onshore | PRO-000020
a0l8e000000exU0AAI | Ballygroggan Wind Farm | Stage: 0 -> NULL; Project Number: PRO-003733-0 -> PRO-003733; Gate: -> NULL | CHANGED | DALRIADA RENEWABLES LIMITED | Tangy IV 132KV Substation |  | 0 | 96 | 96 | 2034-10-31 | Scoping | Direct Connection | SHET | Wind Onshore | PRO-003733
a0l8e000000TPcZAAW | Bankend Rig III Wind Farm | Stage: 0 -> NULL; Project Number: PRO-003451-0 -> PRO-003451; Gate: -> NULL | CHANGED | WILSON RENEWABLES III LLP | Bankend Rig III Windfarm 132/33kV Substation |  | 0 | 78 | 78 | 2030-04-30 | Scoping | Direct Connection | SPT | Wind Onshore | PRO-003451
a0l4L0000005iyaQAA | Beaw Field Wind Farm | Stage: 0 -> NULL; Project Number: PRO-000026-0 -> PRO-000026; Gate: -> NULL | CHANGED | BEAW FIELD SHETLAND LIMITED | Beaw Field 132/33kV Substation |  | 0 | 102 | 102 | 2032-10-29 | Consents Approved | Direct Connection | SHET | Wind Onshore | PRO-000026
a0l4L0000005ixnQAA | Beechgreen Energyfarm | Stage: 0 -> NULL; MW Connected: 49.9 -> 49.995; Cumulative Total Capacity (MW): 49.90 MW -> 50.00 MW; Project Number: PRO-001018-0 -> PRO-001018; Gate: -> NULL | CHANGED | BEECHGREEN ENERGYFARM LIMITED | Burwell Main 400kV Substation |  | 49.995 | 0 | 50 |  | Built | Direct Connection | NGET | PV Array (Photo Voltaic/solar) | PRO-001018
a0l8e000000f5BiAAI | Beinn an Tuirc 1 | Connection Site: Carradale 1 GSP -> Beinn an Tuirc Substation; Stage: 0 -> NULL; Project Number: PRO-003918-0 -> PRO-003918; Gate: -> NULL | CHANGED | SCOTTISHPOWER RENEWABLES (UK) LIMITED | Beinn an Tuirc Substation |  | 0 | 95.2 | 95.2 | 2034-10-31 | Scoping | Direct Connection | SHET | Wind Onshore | PRO-003918
a0l4L0000005iUuQAI | Beinn an Tuirc 2 | Stage: 0 -> NULL; Project Number: PRO-000028-0 -> PRO-000028; Gate: -> NULL | CHANGED | SCOTTISHPOWER RENEWABLES (UK) LIMITED | Carradale 1 GSP |  | 43.7 | 0 | 43.7 |  | Built | Embedded | SHET | Wind Onshore | PRO-000028
a0l4L0000005iUvQAI | Beinn an Tuirc 3 | Stage: 0 -> NULL; Project Number: PRO-000029-0 -> PRO-000029; Gate: -> NULL | CHANGED | SCOTTISHPOWER RENEWABLES (UK) LIMITED | Carradale 1 GSP |  | 50 | 0 | 50 |  | Built | Embedded | SHET | Wind Onshore | PRO-000029
a0l8e000001HoL3AAK | Beinn Ghlas | Stage: 0 -> NULL; Project Number: PRO-004073-0 -> PRO-004073; Gate: -> NULL | CHANGED | HEADWIND DEVELOPMENT SERVICES LIMITED | Taynuilt GSP |  | 0 | 57.6 | 57.6 | 2034-10-31 | Awaiting Consents | Embedded | SHET | Wind Onshore | PRO-004073
a0l4L0000005iUwQAI | Beinn Tharsuinn | Stage: 0 -> NULL; Project Number: PRO-000030-0 -> PRO-000030; Gate: -> NULL | CHANGED | SCOTTISHPOWER RENEWABLES (UK) LIMITED | Alness GSP |  | 29 | 0 | 29 |  | Built | Embedded | SHET | Wind Onshore | PRO-000030
a0l4L0000005iaNQAQ | Beinn Tharsuinn Repower | Stage: 0 -> NULL; Project Number: PRO-001035-0 -> PRO-001035; Gate: -> NULL | CHANGED | SCOTTISHPOWER RENEWABLES (UK) LIMITED | Beinn Tharsuinn Repower 132/33kV Substation |  | 0 | 84 | 84 | 2029-10-31 | Scoping | Direct Connection | SHET | Wind Onshore | PRO-001035
a0lJ9000000POVwIAO | Beinneun 2 Windfarm | Stage: 0 -> NULL; Project Number: PRO-006053-0 -> PRO-006053; Gate: -> NULL | CHANGED | BEINNEUN 2 LIMITED | Beinneun Windfarm 2 |  | 0 | 144 | 144 | 2037-10-31 | Scoping | Direct Connection | SHET | Wind Onshore | PRO-006053
a0l4L0000005ilZQAQ | Beinneun Wind Farm | Stage: 0 -> NULL; Project Number: PRO-000031-0 -> PRO-000031; Gate: -> NULL | CHANGED | BEINNEUN WIND FARM LTD | Beinneun 132kV Substation |  | 109 | 0 | 109 |  | Built | Direct Connection | SHET | Wind Onshore | PRO-000031
a0l4L0000005ilaQAA | Benbrack Wind Farm | Stage: 0 -> NULL; MW Connected: 0.0 -> 72.0; MW Increase / Decrease: 72.0 -> 0.0; MW Effective From: 30/01/2025 -> NULL; Project Status: Awaiting Consents -> Built; Project Number: PRO-000032-0 -> PRO-000032; Gate: -> NULL | CHANGED | BENBRACK WIND FARM LIMITED | Benbrack Wind Farm 132/33kV Substation |  | 72 | 0 | 72 |  | Built | Direct Connection | SPT | Wind Onshore | PRO-000032
a0l8e0000012kpUAAQ | D&G 2 | Stage: 0 -> NULL; Project Number: PRO-004772-0 -> PRO-004772; Gate: -> NULL | CHANGED | D&G 2 Limited | Glenluce 132/33kV |  | 0 | 60 | 60 | 2031-08-29 | Scoping | Embedded | SPT | Wind Onshore | PRO-004772
a0l4L0000005iUxQAI | Berry Burn Wind Farm | Stage: 0 -> NULL; Project Number: PRO-000033-0 -> PRO-000033; Gate: -> NULL | CHANGED | BERRY BURN WIND FARM LIMITED | Berry Burn GSP |  | 67 | 0 | 67 |  | Built | Embedded | SHET | Wind Onshore | PRO-000033
a0l4L0000005iUGQAY | Berryburn Extension Wind Farm | Stage: 0 -> NULL; Project Number: PRO-001558-0 -> PRO-001558; Gate: -> NULL | CHANGED | BB2 WIND FARM LIMITED | Berry Burn GSP |  | 0 | 43.2 | 43.2 | 2025-11-30 | Consents Approved | Embedded | SHET | Wind Onshore | PRO-001558
a0l4L0000005ilnQAA | Bhlaraidh Extension Wind Farm | Stage: 0 -> NULL; MW Effective From: 01/04/2026 -> 17/08/2029; Project Number: PRO-000383-0 -> PRO-000383; Gate: -> NULL | CHANGED | SSE Generation Limited | Bhlaraidh 132/33kV Substation |  | 0 | 100.8 | 100.8 | 2029-08-17 | Scoping | Direct Connection | SHET | Wind Onshore | PRO-000383
a0l4L0000005ilbQAA | Bhlaraidh Wind Farm | Stage: 0 -> NULL; Project Number: PRO-000034-0 -> PRO-000034; Gate: -> NULL | CHANGED | SSE Generation Limited | Bhlaraidh 132/33kV Substation |  | 108 | 0 | 108 |  | Built | Direct Connection | SHET | Wind Onshore | PRO-000034
a0l4L0000005ilcQAA | Blackcraig Wind Farm | Stage: 0 -> NULL; Project Number: PRO-000035-0 -> PRO-000035; Gate: -> NULL | CHANGED | BLACKCRAIG WIND FARM (SCOTLAND) LIMITED | Blackcraig 132/33kV |  | 52.9 | 0 | 52.9 |  | Built | Direct Connection | SPT | Wind Onshore | PRO-000035
a0l4L0000005ik1QAA | Blaen y Glyn | Stage: 0 -> NULL; Project Number: PRO-001589-0 -> PRO-001589; Gate: -> NULL | CHANGED | BANC DU ENERGY PARK LIMITED | Chirk GSP |  | 0 | 46 | 46 | 2027-02-04 | Scoping | Embedded | NGET | Wind Onshore | PRO-001589
a0l4L0000005iRaQAI | BlaenCothi Energy Park | Stage: 0 -> NULL; Project Number: PRO-001920-0 -> PRO-001920; Gate: -> NULL | CHANGED | BLAENCOTHI ENERGY PARK LIMITED | Pont Abraham GSP |  | 0 | 145 | 145 | 2028-10-31 | Scoping | Embedded | NGET | Wind Onshore | PRO-001920
a0lJ9000000PDkoIAG | Blair Hill Wind Farm | Connection Site: Glenlee 132/11kV -> Craigenputtlock 400/132 kV Substation; Stage: 0 -> NULL; Project Number: PRO-004994-0 -> PRO-004994; Gate: -> NULL | CHANGED | Renewable Energy Systems Limited | Craigenputtlock 400/132 kV Substation |  | 0 | 99 | 99 | 2036-10-31 | Scoping | Direct Connection | SPT | Wind Onshore | PRO-004994
a0l4L0000005itaQAA | Blarghour Wind | Stage: 0 -> NULL; Project Number: PRO-000398-0 -> PRO-000398; Gate: -> NULL | CHANGED | BLARGHOUR WIND FARM LIMITED | Blarghour Substation |  | 0 | 67.2 | 67.2 | 2029-04-01 | Consents Approved | Direct Connection | SHET | Wind Onshore | PRO-000398
a0l4L0000005iUzQAI | Blary Hill Wind Farm | Stage: 0 -> NULL; Project Number: PRO-000038-0 -> PRO-000038; Gate: -> NULL | CHANGED | BLARY HILL ENERGY LIMITED | Carradale 1 GSP |  | 35 | 0 | 35 |  | Built | Embedded | SHET | Wind Onshore | PRO-000038
a0l4L0000005iZKQAY | Borders Wind Farm | Stage: 0 -> NULL; HOST TO: NGET -> SPT; Project Number: PRO-001977-0 -> PRO-001977; Gate: -> NULL | CHANGED | EDF ENERGY RENEWABLES LIMITED | Borders Windfarm 132kV |  | 0 | 400 | 400 | 2033-05-30 | Scoping | Direct Connection | SPT | Wind Onshore | PRO-001977
a0l4L0000005ijzQAA | Botley West - Cote Solar Power Station | Stage: 0 -> NULL; Project Number: PRO-001587-0 -> PRO-001587; Gate: -> NULL | CHANGED | SOLARFIVE LTD | Botley West 400kV Substation |  | 0 | 840 | 840 | 2026-10-30 | Scoping | Direct Connection | NGET | PV Array (Photo Voltaic/solar) | PRO-001587
a0l8e0000011yCAAAY | Bradford Solar Farm | Stage: 0 -> NULL; Project Number: PRO-003511-0 -> PRO-003511; Gate: -> NULL | CHANGED | SolarFour Ltd | Staffordshire Connection Node A 400kV Substation |  | 0 | 960 | 960 | 2033-10-31 | Scoping | Direct Connection | NGET | PV Array (Photo Voltaic/solar) | PRO-003511
a0l4L0000005iV9QAI | Braes of Doune | Stage: 0 -> NULL; Project Number: PRO-000084-0 -> PRO-000084; Gate: -> NULL | CHANGED | BRAES OF DOUNE WIND FARM (SCOTLAND) LIMITED | Braco West GSP |  | 74 | 0 | 74 |  | Built | Embedded | SHET | Wind Onshore | PRO-000084
a0l4L0000005ikhQAA | Breakish Windfarm | Stage: 1 -> 1.0; Gate: -> NULL | CHANGED | ARISE AB | Breakish 132/33kV | 1 | 0 | 50 | 50 | 2029-05-31 | Scoping | Direct Connection | SHET | Wind Onshore | PRO-002170-1
a0l4L0000005ikhQAA | Breakish Windfarm | Stage: 1 -> 1.0; Gate: -> NULL | CHANGED | ARISE AB | Breakish 132/33kV | 2 | 0 | 49.8 | 99.8 | 2034-04-30 | Scoping | Direct Connection | SHET | Wind Onshore | PRO-002170-2
a0l4L0000005intQAA | Breezy Hill Wind Farm | Stage: 0 -> NULL; Project Number: PRO-000475-0 -> PRO-000475; Gate: -> NULL | CHANGED | BROCKWELL ENERGY LIMITED | New Cumnock 275/132kV |  | 0 | 80 | 80 | 2028-04-30 | Scoping | Direct Connection | SPT | Wind Onshore | PRO-000475
a0l4L0000005ilQQAQ | Broken Cross Windfarm | Stage: 0 -> NULL; Project Number: PRO-000395-0 -> PRO-000395; Gate: -> NULL | CHANGED | BROKEN CROSS WIND FARM LIMITED | Broken Cross 132/33kV |  | 43.2 | 4.8 | 48 | 2026-04-01 | Built | Direct Connection | SPT | Wind Onshore | PRO-000395
a0l8e000001HoYjAAK | Brown Rig Wind Farm | Stage: 0 -> NULL; Project Number: PRO-004083-0 -> PRO-004083; Gate: -> NULL | CHANGED | SSE Renewables Services (UK) Limited | Hawick 132kV Substation |  | 0 | 114 | 114 | 2033-10-31 | Scoping | Direct Connection | SPT | Wind Onshore | PRO-004083
a0l4L0000005iVBQAY | Brownieleys | Stage: 0 -> NULL; Project Number: PRO-000086-0 -> PRO-000086; Gate: -> NULL | CHANGED | BROWNIELEYS RENEWABLES LLP | Fiddes GSP |  | 7.5 | 0 | 7.5 |  | Built | Embedded | SHET | Wind Onshore | PRO-000086
a0l4L0000005iRYQAY | Bryn Glas Energy Park | Stage: 0 -> NULL; Project Number: PRO-001918-0 -> PRO-001918; Gate: -> NULL | CHANGED | Bryn Glas Energy Park Limited | Pont Abraham GSP |  | 0 | 159 | 159 | 2028-10-31 | Scoping | Embedded | NGET | Wind Onshore | PRO-001918
a0l4L0000005iXXQAY | Bryn Tilti | Stage: 0 -> NULL; MW Effective From: 04/02/2027 -> 19/07/2028; Project Number: PRO-001586-0 -> PRO-001586; Gate: -> NULL | CHANGED | RHIWLAS ENERGY PARK LIMITED | Chirk GSP |  | 0 | 106 | 106 | 2028-07-19 | Scoping | Embedded | NGET | Wind Onshore | PRO-001586
a0l4L0000005iRbQAI | BrynGwyn Energy Park | Stage: 0 -> NULL; Project Number: PRO-001921-0 -> PRO-001921; Gate: -> NULL | CHANGED | BRYNGWYN ENERGY PARK LIMITED | Pont Abraham GSP |  | 0 | 250 | 250 | 2028-10-31 | Scoping | Embedded | NGET | Wind Onshore | PRO-001921
a0l4L0000005iUHQAY | Builth Wells | Stage: 0 -> NULL; Project Number: PRO-001564-0 -> PRO-001564; Gate: -> NULL | CHANGED | ABEREDW ENERGY PARK LIMITED | Pont Abraham GSP |  | 0 | 133 | 133 | 2026-10-31 | Scoping | Embedded | NGET | Wind Onshore | PRO-001564
a0l4L0000005iVCQAY | Burn of Whilk Wind Farm | Stage: 0 -> NULL; Project Number: PRO-000087-0 -> PRO-000087; Gate: -> NULL | CHANGED | ENECO BURN OF WHILK LIMITED | Mybster 1 GSP |  | 22.5 | 0 | 22.5 |  | Built | Embedded | SHET | Wind Onshore | PRO-000087
a0l4L0000005iU6QAI | Cairn Duhie Wind Farm | Customer Name: Cairn Duhie Energy Limited -> Renewable Energy Systems Limited; Stage: 0 -> NULL; Project Number: PRO-001743-0 -> PRO-001743; Gate: -> NULL | CHANGED | Renewable Energy Systems Limited | Berry Burn GSP |  | 0 | 67.2 | 67.2 | 2027-10-31 | Scoping | Embedded | SHET | Wind Onshore | PRO-001743
a0l4L0000005iRLQAY | Cairnmore Hill Wind Farm | Connection Site: Thurso South GSP -> Thurso South 132/33kV GSP Substation; Stage: 0 -> NULL; Project Number: PRO-001304-0 -> PRO-001304; Gate: -> NULL | CHANGED | Cairnmore Hill Energy Limited | Thurso South 132/33kV GSP Substation |  | 0 | 36 | 36 | 2028-05-31 | Awaiting Consents | Embedded | SHET | Wind Onshore | PRO-001304
a0l8e0000012eIpAAI | Calderdale Wind Farm 240 MW | Stage: 0 -> NULL; Project Number: PRO-004365-0 -> PRO-004365; Gate: -> NULL | CHANGED | CALDERDALE WIND FARM LTD | Rochdale GSP |  | 0 | 170 | 170 | 2037-10-30 | Scoping | Embedded | NGET | Wind Onshore | PRO-004365
a0l8e0000012kcnAAA | Calderdale Wind Farm 312MW | Connection Site: Calderdale Wind Farm 275kV Substation -> Leeds North Connection Node B 400kV Substation; Stage: 0 -> NULL; Project Number: PRO-004714-0 -> PRO-004714; Gate: -> NULL | CHANGED | CALDERDALE WIND FARM LTD | Leeds North Connection Node B 400kV Substation |  | 0 | 312 | 312 | 2035-10-30 | Scoping | Direct Connection | NGET | Wind Onshore | PRO-004714
a0l4L0000005iYxQAI | Callisterhall Wind Farm | Stage: 0 -> NULL; Project Number: PRO-001965-0 -> PRO-001965; Gate: -> NULL | CHANGED | E Power Limited | Callisterhall 132kV |  | 0 | 45.5 | 45.5 | 2029-04-27 | Scoping | Direct Connection | SPT | Wind Onshore | PRO-001965
a0l4L0000005isGQAQ | Caple Rig [formerly Faw Side Community Wind Farm] | Connection Site: Faw Side Community Wind Farm Substation -> Caple Rig 132kV Substation; Stage: 0 -> NULL; Project Status: Awaiting Consents -> Scoping; Project Number: PRO-000297-0 -> PRO-000297; Gate: -> NULL | CHANGED | CWP Energy Limited | Caple Rig 132kV Substation |  | 0 | 250 | 250 | 2029-09-07 | Scoping | Direct Connection | SPT | Wind Onshore | PRO-000297
a0l4L0000005iMQQAY | Car Duibh Wind Farm | Stage: 0 -> NULL; Project Number: PRO-002342-0 -> PRO-002342; Gate: -> NULL | CHANGED | CAR DUIBH WIND FARM LIMITED | Car Duibh 275kV Substation |  | 0 | 99 | 99 | 2034-10-31 | Awaiting Consents | Direct Connection | SHET | Wind Onshore | PRO-002342
a0l4L0000005ivTQAQ | Carn Fearna Wind Farm | Stage: 0 -> NULL; Project Number: PRO-002231-0 -> PRO-002231; Gate: -> NULL | CHANGED | Carn Fearna Wind Farm Limited | Carn Fearna Wind Farm 132/33kV Substation |  | 0 | 85 | 85 | 2030-06-30 | Scoping | Direct Connection | SHET | Wind Onshore | PRO-002231
a0l4L0000005iVEQAY | Carnedd Wen Wind Farm | Stage: 0 -> NULL; MW Effective From: 01/04/2026 -> 31/10/2030; Project Number: PRO-000090-0 -> PRO-000090; Gate: -> NULL | CHANGED | CARNEDD WEN WIND FARM LIMITED | Mid Wales West 132kV Substation |  | 0 | 150 | 150 | 2030-10-31 | Scoping | Embedded | NGET | Wind Onshore | PRO-000090
a0l4L0000005inAQAQ | Carraig Gheal Wind Farm | Stage: 0 -> NULL; Project Number: PRO-000091-0 -> PRO-000091; Gate: -> NULL | CHANGED | GREENPOWER (CARRAIG GHEAL) LIMITED | Carraig Gheal 132/33kV Substation |  | 46 | 0 | 46 |  | Built | Direct Connection | SHET | Wind Onshore | PRO-000091
a0l4L0000005iaWQAQ | Carrick Wind Farm | Stage: 0 -> NULL; Project Number: PRO-001026-0 -> PRO-001026; Gate: -> NULL | CHANGED | SCOTTISHPOWER RENEWABLES (UK) LIMITED | Carrick Wind Farm Substation |  | 0 | 84 | 84 | 2030-04-01 | Scoping | Direct Connection | SPT | Wind Onshore | PRO-001026
a0l8e000000f5XxAAI | Castlemilk 1 | Stage: 0 -> NULL; Project Number: PRO-003932-0 -> PRO-003932; Gate: -> NULL | CHANGED | Queequeg Renewables Ltd | Castlemilk 400kV Substation |  | 0 | 300 | 300 | 2036-10-31 | Scoping | Direct Connection | SPT | PV Array (Photo Voltaic/solar) | PRO-003932
a0l8e0000012kqcAAA | Causeymire 2 Wind Farm | Stage: 0 -> NULL; Project Number: PRO-004778-0 -> PRO-004778; Gate: -> NULL | CHANGED | HEADWIND DEVELOPMENT SERVICES LIMITED | Mybster 4 GSP |  | 0 | 39.6 | 39.6 | 2034-10-31 | Scoping | Embedded | SHET | Wind Onshore | PRO-004778
a0l8e000000TPK3AAO | Ceislein Wind Farm | Customer Name: RWE RENEWABLES UK ONSHORE WIND LIMITED -> RWE Renewables UK Onshore Wind Limited; Stage: 0 -> NULL; Project Number: PRO-003256-0 -> PRO-003256; Gate: -> NULL | CHANGED | RWE Renewables UK Onshore Wind Limited | Ceislien Wind Farm |  | 0 | 85.8 | 85.8 | 2031-10-31 | Scoping | Direct Connection | SHET | Wind Onshore | PRO-003256
a0l8e000001Ho2yAAC | Chalmerston Windfarm | Stage: 0 -> NULL; Project Number: PRO-004057-0 -> PRO-004057; Gate: -> NULL | CHANGED | BROCKWELL ENERGY LIMITED | New Cumnock 275/132kV Substation |  | 0 | 75 | 75 | 2033-10-31 | Scoping | Direct Connection | SPT | Wind Onshore | PRO-004057
a0l4L0000005inCQAQ | Chirmorie Wind Farm | Stage: 0 -> NULL; Project Number: PRO-000094-0 -> PRO-000094; Gate: -> NULL | CHANGED | CHIRMORIE WIND FARM LIMITED | Chirmorie 132/33kV Substation |  | 0 | 91 | 91 | 2026-10-09 | Consents Approved | Direct Connection | SPT | Wind Onshore | PRO-000094
a0l4L0000005iY6QAI | Chleansaid Wind Farm | Stage: 0 -> NULL; Project Number: PRO-001608-0 -> PRO-001608; Gate: -> NULL | CHANGED | ESB ASSET DEVELOPMENT UK LIMITED | Chleansaid Wind Farm 132kV Substation |  | 0 | 96 | 96 | 2027-07-31 | Scoping | Direct Connection | SHET | Wind Onshore | PRO-001608
a0l4L0000005iV0QAI | Clashindarroch | Stage: 0 -> NULL; Project Number: PRO-000040-0 -> PRO-000040; Gate: -> NULL | CHANGED | CLASHINDARROCH WIND FARM LIMITED | Clashindarroch Substation |  | 37 | 0 | 37 |  | Built | Embedded | SHET | Wind Onshore | PRO-000040
a0l8e0000012kkvAAA | Clashindarroch Windfarm Extension | Stage: 0 -> NULL; Project Number: PRO-004769-0 -> PRO-004769; Gate: -> NULL | CHANGED | CLASHINDARROCH WINDFARM EXTENSION LIMITED | Clashindarroch Windfarm Extension 132kV Substation |  | 0 | 145.2 | 145.2 | 2033-10-31 | Scoping | Direct Connection | SHET | Wind Onshore | PRO-004769
a0l4L0000005iZoQAI | Cloich Forest Wind Farm | Stage: 0 -> NULL; HOST TO: SHET -> SPT; Project Number: PRO-001387-0 -> PRO-001387; Gate: -> NULL | CHANGED | EDF ENERGY RENEWABLES LIMITED | Cloich 132kV Substation |  | 0 | 67.2 | 67.2 | 2029-07-31 | Scoping | Direct Connection | SPT | Wind Onshore | PRO-001387
a0l4L0000005ilxQAA | Cloiche Wind Farm | Stage: 0 -> NULL; MW Effective From: 31/07/2027 -> 01/02/2028; Project Number: PRO-000425-0 -> PRO-000425; Gate: -> NULL | CHANGED | SSE Generation Limited | Cloich 132kV Substation |  | 0 | 200 | 200 | 2028-02-01 | Scoping | Direct Connection | SHET | Wind Onshore | PRO-000425
a0l4L0000005inDQAQ | Clyde North | Stage: 0 -> NULL; Project Number: PRO-000095-0 -> PRO-000095; Gate: -> NULL | CHANGED | CLYDE WINDFARM (SCOTLAND) LIMITED | Clyde North 275/33kV |  | 374.5 | 0 | 374.5 |  | Built | Direct Connection | SPT | Wind Onshore | PRO-000095
a0l4L0000005inEQAQ | Clyde South | Stage: 0 -> NULL; Project Number: PRO-000096-0 -> PRO-000096; Gate: -> NULL | CHANGED | CLYDE WINDFARM (SCOTLAND) LIMITED | Clyde South 275/33kV |  | 128.8 | 0 | 128.8 |  | Built | Direct Connection | SPT | Wind Onshore | PRO-000096
a0l4L0000005iWrQAI | Cogle Moss Wind Farm | Stage: 0 -> NULL; Project Number: PRO-000973-0 -> PRO-000973; Gate: -> NULL | CHANGED | COGLE MOSS RENEWABLES LLP | Mybster 2 132/33kV Substation |  | 0 | 36 | 36 | 2025-08-31 | Consents Approved | Embedded | SHET | Wind Onshore | PRO-000973
a0l8e0000010wbPAAQ | Coille Beith Wind Farm | Stage: 0 -> NULL; Project Number: PRO-002711-0 -> PRO-002711; Gate: -> NULL | CHANGED | COILLE BEITH WIND FARM LIMITED | Oykel Wind Farm 132kV Substation |  | 0 | 79.2 | 79.2 | 2032-10-31 | Scoping | Direct Connection | SHET | Wind Onshore | PRO-002711
a0l4L0000005iVFQAY | Coire Na Cloiche | Stage: 0 -> NULL; Project Number: PRO-000099-0 -> PRO-000099; Gate: -> NULL | CHANGED | COIRE NA CLOICHE WINDFARM LLP | Alness GSP |  | 30 | 0 | 30 |  | Built | Embedded | SHET | Wind Onshore | PRO-000099
a0l8e000000evgLAAQ | Coldstream Solar PV Plant | Stage: 0 -> NULL; Project Number: PRO-003635-0 -> PRO-003635; Gate: -> NULL | CHANGED | Conrad Energy (Developments) II Limited | Eccles GSP |  | 0 | 40.56 | 40.56 | 2031-07-31 | Scoping | Embedded | SPT | PV Array (Photo Voltaic/solar) | PRO-003635
a0l4L0000005if2QAA | Cornharrow Wind Farm | Stage: 0 -> NULL; Project Number: PRO-001741-0 -> PRO-001741; Gate: -> NULL | CHANGED | ENERGYFARM UK CORNHARROW LLP | Quantans Hill 132kV Substation |  | 0 | 50 | 50 | 2030-10-31 | Scoping | Direct Connection | SPT | Wind Onshore | PRO-001741
a0l4L0000005iNoQAI | Correen Hills Wind Farm | Stage: 0 -> NULL; Project Number: PRO-001825-0 -> PRO-001825; Gate: -> NULL | CHANGED | EDF ENERGY RENEWABLES LIMITED | Correen Hills Wind Farm 132kV Substation |  | 0 | 68.4 | 68.4 | 2031-09-30 | Scoping | Direct Connection | SHET | Wind Onshore | PRO-001825
a0l4L0000005inHQAQ | Corriegarth | Stage: 0 -> NULL; Project Number: PRO-000101-0 -> PRO-000101; Gate: -> NULL | CHANGED | CORRIEGARTH WIND ENERGY LIMITED | Corriegarth 132/33kV substation |  | 69 | 0 | 69 |  | Built | Direct Connection | SHET | Wind Onshore | PRO-000101
a0l4L0000005imGQAQ | Corriegarth 2 Wind Farm | Stage: 0 -> NULL; Project Number: PRO-000420-0 -> PRO-000420; Gate: -> NULL | CHANGED | CORRIEGARTH 2 WIND FARM LIMITED | Corriegarth 132/33kV substation |  | 0 | 70 | 70 | 2027-07-31 | Scoping | Direct Connection | SHET | Wind Onshore | PRO-000420
a0l4L0000005inIQAQ | Corriemoillie Wind Farm | Stage: 0 -> NULL; Project Number: PRO-000102-0 -> PRO-000102; Gate: -> NULL | CHANGED | ROWAN ONSHORE WINDFARMS LIMITED | Corriemoillie 132/33kV Substation |  | 47.5 | 0 | 47.5 |  | Built | Direct Connection | SHET | Wind Onshore | PRO-000102
a0lJ9000000PDyOIAW | Costa Head | Stage: 0 -> NULL; Project Number: PRO-005102-0 -> PRO-005102; Gate: -> NULL | CHANGED | COSTA HEAD WIND FARM LIMITED | Finstown (Orkney) GSP |  | 0 | 16.32 | 16.32 | 2029-04-06 | Scoping | Embedded | SHET | Wind Onshore | PRO-005102
a0l4L0000005iPSQAY | Coupar Solar Farm | Stage: 0 -> NULL; Project Number: PRO-001862-0 -> PRO-001862; Gate: -> NULL | CHANGED | COUPAR TWO LIMITED | Coupar Angus GSP |  | 0 | 49.9 | 49.9 | 2027-04-30 | Scoping | Embedded | SHET | PV Array (Photo Voltaic/solar) | PRO-001862
a0l4L0000005infQAA | Cour Wind Farm | Stage: 0 -> NULL; Project Number: PRO-000106-0 -> PRO-000106; Gate: -> NULL | CHANGED | COUR WIND FARM (SCOTLAND ) LIMITED | Crossaig 132kV Substation |  | 20.5 | 0 | 20.5 |  | Built | Direct Connection | SHET | Wind Onshore | PRO-000106
a0l4L0000005iVIQAY | Craig II Wind Farm | Stage: 0 -> NULL; Project Number: PRO-000108-0 -> PRO-000108; Gate: -> NULL | CHANGED | CRAIG WIND FARM LIMITED | Chapelcross 132/33kV |  | 4.7 | 0 | 4.7 |  | Built | Embedded | SPT | Wind Onshore | PRO-000108
a0l4L0000005iyhQAA | Craig Watch Wind Farm | Stage: 0 -> NULL; Project Number: PRO-001877-0 -> PRO-001877; Gate: -> NULL | CHANGED | Craig Watch Wind Farm Limited | Craig Watch Substation |  | 0 | 72.6 | 72.6 | 2031-05-15 | Awaiting Consents | Direct Connection | SHET | Wind Onshore | PRO-001877
a0lJ9000000POQKIA4 | Craigdow Hill Wind Farm | Stage: 0 -> NULL; Project Number: PRO-006036-0 -> PRO-006036; Gate: -> NULL | CHANGED | ABEI ENERGY LIMITED | Maybole GSP |  | 0 | 38.4 | 38.4 | 2032-10-31 | Scoping | Embedded | SPT | Wind Onshore | PRO-006036
a0l8e0000010wNzAAI | Craigend | Stage: 0 -> NULL; Project Number: PRO-002567-0 -> PRO-002567; Gate: -> NULL | CHANGED | Renewable Energy Systems Limited | Arbroath GSP |  | 0 | 49.9 | 49.9 | 2032-06-30 | Scoping | Embedded | SHET | PV Array (Photo Voltaic/solar) | PRO-002567
a0l8e0000010wlKAAQ | Craighead Wind Farm | Stage: 0 -> NULL; Project Number: PRO-002821-0 -> PRO-002821; Gate: -> NULL | CHANGED | GALILEO 02 LIMITED | Westfield 132/33kV |  | 0 | 77 | 77 | 2032-10-29 | Scoping | Direct Connection | SPT | Wind Onshore | PRO-002821
a0l8e000000f41xAAA | Craiginmoddie Wind Farm | Stage: 0 -> NULL; Project Number: PRO-003829-0 -> PRO-003829; Gate: -> NULL | CHANGED | ENERGYFARM UK CRAIGINMODDIE LLP | Maybole 132/33kV |  | 0 | 92.4 | 92.4 | 2031-09-30 | Scoping | Direct Connection | SPT | Wind Onshore | PRO-003829
a0l8e0000012jL5AAI | Craigneil Wind Farm | Stage: 0 -> NULL; Project Number: PRO-004670-0 -> PRO-004670; Gate: -> NULL | CHANGED | ESB ASSET DEVELOPMENT UK LIMITED | Fetteresso GSP |  | 0 | 42 | 42 | 2030-10-31 | Scoping | Embedded | SHET | Wind Onshore | PRO-004670
a0l8e000000f4yFAAQ | Creachan Wind Farm | Customer Name: RWE RENEWABLES UK ONSHORE WIND LIMITED -> RWE Renewables UK Onshore Wind Limited; Stage: 0 -> NULL; Project Number: PRO-003906-0 -> PRO-003906; Gate: -> NULL | CHANGED | RWE Renewables UK Onshore Wind Limited | Creachan Wind Farm 132/33kV Substation |  | 0 | 79.2 | 79.2 | 2030-10-31 | Scoping | Direct Connection | SHET | Wind Onshore | PRO-003906
a0l8e000001HrDhAAK | Creag Dhubh | Stage: 0 -> NULL; Project Number: PRO-004206-0 -> PRO-004206; Gate: -> NULL | CHANGED | MUIRDEN ENERGY LLP | Clachan 2 GSP |  | 0 | 38.34 | 38.34 | 2030-10-31 | Scoping | Embedded | SHET | Wind Onshore | PRO-004206
a0l4L0000005ingQAA | Creag Riabhach Wind Farm | Stage: 1 -> 1.0; Gate: -> NULL | CHANGED | CREAG RIABHACH WIND FARM LTD | Creag Riabhach 132/33kV Substation | 1 | 92.4 | 0 | 92.4 |  | Built | Direct Connection | SHET | Wind Onshore | PRO-000109-1
a0l4L0000005ingQAA | Creag Riabhach Wind Farm | Stage: 1 -> 1.0; Gate: -> NULL | CHANGED | CREAG RIABHACH WIND FARM LTD | Creag Riabhach 132/33kV Substation | 2 | 0 | 12.6 | 105 | 2027-07-31 | Consents Approved | Direct Connection | SHET | Wind Onshore | PRO-000109-2
a0l4L0000005iTnQAI | Creyke Beck Solar Farm | Stage: 0 -> NULL; Project Number: PRO-002062-0 -> PRO-002062; Gate: -> NULL | CHANGED | JBM SOLAR PROJECTS 33 LIMITED | Creyke Beck GSP |  | 0 | 320 | 320 | 2033-05-31 | Scoping | Embedded | NGET | PV Array (Photo Voltaic/solar) | PRO-002062
a0lJ9000000POjyIAG | Crookedstone PV | Stage: 0 -> NULL; Project Number: PRO-006119-0 -> PRO-006119; Gate: -> NULL | CHANGED | Enviromena Project Management UK Limited | Strathaven GSP 33kV |  | 0 | 49.9 | 49.9 | 2032-10-31 | Scoping | Embedded | SPT | PV Array (Photo Voltaic/solar) | PRO-006119
a0l4L0000005injQAA | Crossdykes | Stage: 0 -> NULL; Project Number: PRO-000112-0 -> PRO-000112; Gate: -> NULL | CHANGED | CROSSDYKES WF LIMITED | Crossdykes 33kV |  | 46 | 0 | 46 |  | Built | Direct Connection | SPT | Wind Onshore | PRO-000112
a0l8e000000f4w9AAA | Cruach Bhreac Wind Farm | Stage: 0 -> NULL; Project Number: PRO-003879-0 -> PRO-003879; Gate: -> 1.0 | CHANGED | Statkraft UK Ltd | Craig Murrail GSP |  | 0 | 100.8 | 100.8 | 2034-10-31 | Scoping | Direct Connection | SHET | Wind Onshore | PRO-003879 | 1
a0l4L0000005imMQAQ | Crystal Rig II Wind Farm | Stage: 0 -> NULL; Project Number: PRO-000414-0 -> PRO-000414; Gate: -> NULL | CHANGED | CRYSTAL RIG II LIMITED | Crystal Rig 132/33kV |  | 138 | 0 | 138 |  | Built | Direct Connection | SPT | Wind Onshore | PRO-000414
a0l4L0000005ifVQAQ | Crystal Rig III Wind Farm | Stage: 0 -> NULL; Project Number: PRO-001127-0 -> PRO-001127; Gate: -> NULL | CHANGED | CRYSTAL RIG III LIMITED | Crystal Rig 132/33kV |  | 13.8 | 0 | 13.8 |  | Built | Direct Connection | SPT | Wind Onshore | PRO-001127
a0l4L0000005ipMQAQ | Crystal Rig IV Wind Farm | Connection Site: Crystal Rig 132/33kV -> Crystal Rig 400kV substation; Stage: 0 -> NULL; MW Effective From: 30/06/2024 -> 13/10/2025; Project Number: PRO-000520-0 -> PRO-000520; Gate: -> NULL | CHANGED | CRYSTAL RIG IV LIMITED | Crystal Rig 400kV substation |  | 0 | 48.2 | 48.2 | 2025-10-13 | Under Construction/Commissioning | Direct Connection | SPT | Wind Onshore | PRO-000520
a0l4L0000005inlQAA | Cumberhead | Stage: 0 -> NULL; Project Number: PRO-000114-0 -> PRO-000114; Gate: -> NULL | CHANGED | CUMBERHEAD WIND ENERGY LIMITED | Cumberhead 33kV |  | 50 | 0 | 50 |  | Built | Direct Connection | SPT | Wind Onshore | PRO-000114
a0l4L0000005ix7QAA | Cumberhead West Wind Farm | Stage: 0 -> NULL; Project Number: PRO-000423-0 -> PRO-000423; Gate: -> NULL | CHANGED | CUMBERHEAD WEST WIND FARM LTD. | Cumberhead 33kV |  | 0 | 114 | 114 | 2025-07-31 | Awaiting Consents | Direct Connection | SPT | Wind Onshore | PRO-000423
a0l4L0000005iqVQAQ | Daer Wind Farm | Customer Name: RWE RENEWABLES UK ONSHORE WIND LIMITED -> RWE Renewables UK Onshore Wind Limited; Stage: 0 -> NULL; Project Number: PRO-000565-0 -> PRO-000565; Gate: -> NULL | CHANGED | RWE Renewables UK Onshore Wind Limited | Daer Wind Farm 132/33kV |  | 0 | 96 | 96 | 2028-08-01 | Scoping | Direct Connection | SPT | Wind Onshore | PRO-000565
a0l4L0000005inmQAA | Dalquhandy Wind Farm | Stage: 0 -> NULL; Project Number: PRO-000117-0 -> PRO-000117; Gate: -> NULL | CHANGED | DALQUHANDY WIND FARM LIMITED | Cumberhead Collector 132/33kV |  | 42 | 0 | 42 |  | Built | Direct Connection | SPT | Wind Onshore | PRO-000117
a0l4L0000005iVLQAY | Dalswinton | Stage: 0 -> NULL; Project Number: PRO-000118-0 -> PRO-000118; Gate: -> NULL | CHANGED | DALSWINTON WINDFARM (SCOTLAND) LIMITED | Dumfries 132/33kV |  | 30 | 0 | 30 |  | Built | Embedded | SPT | Wind Onshore | PRO-000118
a0l4L0000005igLQAQ | Dealanach WLC WF | Stage: 0 -> NULL; Project Number: PRO-001722-0 -> PRO-001722; Gate: -> NULL | CHANGED | DEALANACH LIMITED | Hopsrig Collector 132/33kV Substation |  | 0 | 12 | 12 | 2026-12-15 | Scoping | Direct Connection | SPT | Wind Onshore | PRO-001722
a0l4L0000005ibPQAQ | Dell Wind Farm | Stage: 0 -> NULL; Project Number: PRO-001012-0 -> PRO-001012; Gate: -> NULL | CHANGED | DELL WIND FARM LIMITED | Dell 132kV Substation |  | 0 | 49.8 | 49.8 | 2030-04-01 | Consents Approved | Direct Connection | SHET | Wind Onshore | PRO-001012
a0l4L0000005imEQAQ | Dersalloch Wind Farm | Stage: 0 -> NULL; MW Increase / Decrease: 11.0 -> 0.0; Cumulative Total Capacity (MW): 80.00 MW -> 69.00 MW; MW Effective From: 31/10/2027 -> NULL; Project Number: PRO-000060-0 -> PRO-000060; Gate: -> NULL | CHANGED | SCOTTISHPOWER RENEWABLES (UK) LIMITED | Dersalloch 132/33kV |  | 69 | 0 | 69 |  | Built | Direct Connection | SPT | Wind Onshore | PRO-000060
a0l4L0000005iOsQAI | Derwent Solar PV Array | Stage: 0 -> NULL; Project Number: PRO-001648-0 -> PRO-001648; Gate: -> NULL | CHANGED | ANESCO LIMITED | Thornton 400kV Substation |  | 0 | 160 | 160 | 2032-05-31 | Scoping | Direct Connection | NGET | PV Array (Photo Voltaic/solar) | PRO-001648
a0l4L0000005iULQAY | Dolyfardyn | Stage: 0 -> NULL; Project Number: PRO-001584-0 -> PRO-001584; Gate: -> NULL | CHANGED | Llyn Lort Energy Park Limited | Chirk GSP |  | 0 | 165 | 165 | 2027-02-04 | Scoping | Embedded | NGET | Wind Onshore | PRO-001584
a0l4L0000005ilvQAA | Dorenell Battery | Stage: 0 -> NULL; Project Number: PRO-000427-0 -> PRO-000427; Gate: -> NULL | CHANGED | DORENELL WINDFARM EXTENSION LIMITED | Dorenell BESS 132KV substation |  | 0 | 37.5 | 37.5 | 2023-10-31 | Scoping | Direct Connection | SHET | Wind Onshore | PRO-000427
a0l4L0000005ipKQAQ | Dorenell Windfarm | Stage: 0 -> NULL; Project Number: PRO-000522-0 -> PRO-000522; Gate: -> NULL | CHANGED | DORENELL WINDFARM LIMITED | Dorenell 132/33kV Substation |  | 177 | 0 | 177 |  | Built | Direct Connection | SHET | Wind Onshore | PRO-000522
a0l4L0000005iuPQAQ | Dorenell Windfarm Extension | Stage: 0 -> NULL; Project Number: PRO-002415-0 -> PRO-002415; Gate: -> NULL | CHANGED | DORENELL WINDFARM EXTENSION LIMITED | Blackhillock 400kV Substation |  | 0 | 610 | 610 | 2033-10-31 | Scoping | Direct Connection | SHET | Wind Onshore | PRO-002415
a0l4L0000005inrQAA | Douglas West | Stage: 0 -> NULL; Project Number: PRO-000128-0 -> PRO-000128; Gate: -> NULL | CHANGED | DOUGLAS WEST WIND FARM LTD | Coalburn 400/132kV |  | 45 | 0 | 45 |  | Built | Direct Connection | SPT | Wind Onshore | PRO-000128
a0l4L0000005ixIQAQ | Douglas West Extension | Stage: 0 -> NULL; Project Number: PRO-000422-0 -> PRO-000422; Gate: -> NULL | CHANGED | DOUGLAS WEST EXTENSION LTD | Douglas West Extension Windfarm |  | 0 | 60 | 60 | 2025-06-30 | Consents Approved | Direct Connection | SPT | Wind Onshore | PRO-000422
a0l4L0000005iUEQAY | Drax Solar | Customer Name: BOOM DEVELOPMENTS LTD -> East Yorkshire Solar Farm Limited; Stage: 0 -> NULL; Project Number: PRO-001759-0 -> PRO-001759; Gate: -> NULL | CHANGED | East Yorkshire Solar Farm Limited | Drax 400kV Substation |  | 0 | 400 | 400 | 2029-09-30 | Scoping | Embedded | NGET | PV Array (Photo Voltaic/solar) | PRO-001759
a0l4L0000005iSXQAY | Druim Leathann BEGA | Customer Name: BAYWA R.E. UK LIMITED -> DRUIM LEATHANN WINDFARM LIMITED; Stage: 0 -> NULL; Project Number: PRO-000966-0 -> PRO-000966; Gate: -> NULL | CHANGED | DRUIM LEATHANN WINDFARM LIMITED | Stornoway GSP |  | 0 | 49.7 | 49.7 | 2027-03-31 | Scoping | Embedded | SHET | Wind Onshore | PRO-000966
a0l8e000000f6J0AAI | Drum of Clunas Wind and Solar Park | Stage: 0 -> NULL; Project Number: PRO-003970-0 -> PRO-003970; Gate: -> NULL | CHANGED | BROADHAVEN DISTRIBUTION LIMITED | Drum of Clunas 275kV |  | 0 | 150 | 150 | 2031-10-31 | Scoping | Direct Connection | SHET | Wind Onshore | PRO-003970
a0l4L0000005iWaQAI | Drummarnock Wind Farm | Stage: 0 -> NULL; Project Number: PRO-001912-0 -> PRO-001912; Gate: -> NULL | CHANGED | Drummarnock Wind Farm Limited | Bonnybridge 132/33kV |  | 0 | 30 | 30 | 2026-10-01 | Scoping | Embedded | SPT | Wind Onshore | PRO-001912
a0l8e0000010wf7AAA | Dunach Wind Farm | Stage: 0 -> NULL; Project Number: PRO-002754-0 -> PRO-002754; Gate: -> NULL | CHANGED | GALILEO 04 LIMITED | Taynuilt GSP |  | 0 | 100.8 | 100.8 | 2034-10-31 | Scoping | Direct Connection | SHET | Wind Onshore | PRO-002754
a0l4L0000005imYQAQ | Dunlaw Extension | Stage: 0 -> NULL; Project Number: PRO-000061-0 -> PRO-000061; Gate: -> NULL | CHANGED | SCOTTISHPOWER RENEWABLES (UK) LIMITED | Dunlaw Extension 132/33kV |  | 29.75 | 126.25 | 156 | 2032-04-01 | Built | Direct Connection | SPT | Wind Onshore | PRO-000061
a0l4L0000005imkQAA | Dunmaglass Wind Farm | Stage: 0 -> NULL; Project Number: PRO-000076-0 -> PRO-000076; Gate: -> NULL | CHANGED | DUNMAGLASS WIND FARM LIMITED | Dunmaglass 132kV Substation |  | 94 | 0 | 94 |  | Built | Direct Connection | SHET | Wind Onshore | PRO-000076
a0l4L0000005ipGQAQ | Dunside Wind Farm | Stage: 0 -> NULL; Project Number: PRO-000526-0 -> PRO-000526; Gate: -> NULL | CHANGED | EDF ENERGY RENEWABLES LIMITED | Fallago 400/33kV |  | 0 | 100 | 100 | 2029-04-30 | Awaiting Consents | Direct Connection | SPT | Wind Onshore | PRO-000526
a0l4L0000005ixhQAA | Elchies Wind Farm | Stage: 1 -> 1.0; Gate: -> NULL | CHANGED | ELCHIES WIND LIMITED | Elchies 132/33kV Substation | 1 | 0 | 99 | 99 | 2028-11-30 | Scoping | Direct Connection | SHET | Wind Onshore | PRO-000151-1
a0l4L0000005ixhQAA | Elchies Wind Farm | Stage: 1 -> 1.0; Gate: -> NULL | CHANGED | ELCHIES WIND LIMITED | Elchies 132/33kV Substation | 2 | 0 | 71 | 170 | 2028-11-30 | Scoping | Direct Connection | SHET | Wind Onshore | PRO-000151-2
a0l4L0000005izzQAA | Enderby Tertiary | Stage: 0 -> NULL; Project Number: PRO-000430-0 -> PRO-000430; Gate: -> NULL | CHANGED | CLUMP FARM SOLAR LIMITED | Enderby 400kV Substation |  | 0 | 57 | 57 | 2027-08-01 | Scoping | Direct Connection | NGET | PV Array (Photo Voltaic/solar) | PRO-000430
a0l4L0000005imtQAA | Energy Isles | Stage: 0 -> NULL; Project Number: PRO-000447-0 -> PRO-000447; Gate: -> NULL | CHANGED | ENERGY ISLES SHETLAND LIMITED | Energy Isles 132kV Substation |  | 0 | 120.3 | 120.3 | 2032-10-30 | Consents Approved | Direct Connection | SHET | Wind Onshore | PRO-000447
a0l4L0000005iQQQAY | Eppynt Common | Stage: 0 -> NULL; Project Number: PRO-001882-0 -> PRO-001882; Gate: -> NULL | CHANGED | GARREG FAWR ENERGY PARK LIMITED | Pont Abraham GSP |  | 0 | 189.5 | 189.5 | 2026-10-31 | Scoping | Embedded | NGET | Wind Onshore | PRO-001882
a0l4L0000005iNfQAI | Essendine | Stage: 0 -> NULL; Project Number: PRO-001643-0 -> PRO-001643; Gate: -> NULL | CHANGED | MALLARD PASS SOLAR FARM LIMITED | Ryhall 400kV Substation |  | 0 | 240 | 240 | 2028-01-01 | Consents Approved | Direct Connection | NGET | PV Array (Photo Voltaic/solar) | PRO-001643
a0l4L0000005ibQQAQ | Euchanhead Wind Farm | Stage: 0 -> NULL; Project Number: PRO-001011-0 -> PRO-001011; Gate: -> NULL | CHANGED | SCOTTISHPOWER RENEWABLES (UK) LIMITED | Euchanhead 132kV Substation |  | 0 | 112 | 112 | 2030-10-29 | Scoping | Direct Connection | SPT | Wind Onshore | PRO-001011
a0l4L0000005iZAQAY | Ewe Hill | Stage: 0 -> NULL; Project Number: PRO-001368-0 -> PRO-001368; Gate: -> NULL | CHANGED | SCOTTISHPOWER RENEWABLES (UK) LIMITED | Ewehill 132/33kV |  | 39 | 0 | 39 |  | Built | Direct Connection | SPT | Wind Onshore | PRO-001368
a0l8e000000f7klAAA | Fairburn Extension Wind Farm | Stage: 0 -> NULL; Project Number: PRO-004012-0 -> PRO-004012; Gate: -> NULL | CHANGED | SSE Renewables Services (UK) Limited | Fairburn Extension 132/33kV Substation |  | 0 | 90 | 90 | 2031-10-31 | Scoping | Direct Connection | SHET | Wind Onshore | PRO-004012
a0l4L0000005iooQAA | Fallago Rig Wind Farm | Stage: 0 -> NULL; Project Number: PRO-000155-0 -> PRO-000155; Gate: -> NULL | CHANGED | FALLAGO RIG WINDFARM LIMITED | Fallago 400/33kV |  | 144 | 0 | 144 |  | Built | Direct Connection | SPT | Wind Onshore | PRO-000155
a0l4L0000005iopQAA | Farr Wind Farm - Tomatin | Stage: 0 -> NULL; Project Number: PRO-000156-0 -> PRO-000156; Gate: -> NULL | CHANGED | FARR WINDFARM LIMITED | Beauly GSP |  | 92 | 0 | 92 |  | Built | Direct Connection | SHET | Wind Onshore | PRO-000156
a0l8e0000012eoeAAA | Farr WindFarm | Stage: 0 -> NULL; Project Number: PRO-004381-0 -> PRO-004381; Gate: -> NULL | CHANGED | FARR WINDFARM LIMITED | Tomatin 275kV Substation |  | 0 | 144.8 | 144.8 | 2030-01-30 | Scoping | Direct Connection | SHET | Wind Onshore | PRO-004381
a0l8e0000012hmYAAQ | Fauldielaw | Customer Name: Cairn Duhie Energy Limited -> Renewable Energy Systems Limited; Stage: 0 -> NULL; Project Number: PRO-004503-0 -> PRO-004503; Gate: -> NULL | CHANGED | Renewable Energy Systems Limited | Arbroath GSP |  | 0 | 49.9 | 49.9 | 2032-10-31 | Scoping | Embedded | SHET | PV Array (Photo Voltaic/solar) | PRO-004503
a0l4L0000005izPQAQ | Fell Wind Farm | Stage: 0 -> NULL; Project Number: PRO-001755-0 -> PRO-001755; Gate: -> NULL | CHANGED | ENERGYFARM UK FELL LLP | SPT Margree collector substation |  | 0 | 50 | 50 | 2029-10-31 | Scoping | Direct Connection | SPT | Wind Onshore | PRO-001755
a0l4L0000005im3QAA | Freasdail | Stage: 0 -> NULL; Project Number: PRO-000046-0 -> PRO-000046; Gate: -> NULL | CHANGED | FREASDAIL ENERGY LIMITED | Crossaig 132kV Substation |  | 22.2 | 0 | 22.2 |  | Built | Direct Connection | SHET | Wind Onshore | PRO-000046
a0l4L0000005izAQAQ | Fleet (Tertiary) | Stage: 0 -> NULL; Project Number: PRO-001087-0 -> PRO-001087; Gate: -> NULL | CHANGED | CSE23 LIMITED | Fleet 400kV Substation |  | 0 | 47.5 | 47.5 | 2026-10-31 | Consents Approved | Direct Connection | NGET | PV Array (Photo Voltaic/solar) | PRO-001087
a0l4L0000005iYiQAI | Glen Ullinish Extension | Stage: 0 -> NULL; Project Number: PRO-001346-0 -> PRO-001346; Gate: -> NULL | CHANGED | GLEN ULLINISH WF 2 LTD | Glen Ullinish Extension 132/33kV Substation |  | 0 | 240 | 240 | 2027-04-01 | Scoping | Direct Connection | SHET | Wind Onshore | PRO-001346
a0l8e0000010wklAAA | Fleet Solar PV | Stage: 0 -> NULL; MW Effective From: 13/12/2026 -> 07/08/2028; Project Number: PRO-002814-0 -> PRO-002814; Gate: -> NULL | CHANGED | FLEET SOLAR LIMITED | Fleet 400kV Substation |  | 0 | 57 | 57 | 2028-08-07 | Awaiting Consents | Direct Connection | NGET | PV Array (Photo Voltaic/solar) | PRO-002814
a0lJ9000000POkIIAW | Forsinain Wind Farm | Stage: 0 -> NULL; Project Number: PRO-006123-0 -> PRO-006123; Gate: -> NULL | CHANGED | Forsinain Forest Wind Farm Limited | Connagill 132kV Substation |  | 0 | 99 | 99 | 2037-10-31 | Scoping | Direct Connection | SHET | Wind Onshore | PRO-006123
a0l4L0000005iieQAA | Fron Goch | Connection Site: Pont Abraham GSP -> Pont Abraham 132KV; Stage: 0 -> NULL; Project Number: PRO-001563-0 -> PRO-001563; Gate: -> NULL | CHANGED | NANT MITHIL ENERGY PARK LIMITED | Pont Abraham 132KV |  | 0 | 252.7 | 252.7 | 2026-10-31 | Scoping | Embedded | NGET | Wind Onshore | PRO-001563
a0l4L0000005ihPQAQ | Gaerwen Wind Farm | Customer Name: RWE RENEWABLES UK ONSHORE WIND LIMITED -> RWE Renewables UK Onshore Wind Limited; Stage: 0 -> NULL; Project Number: PRO-001550-0 -> PRO-001550; Gate: -> NULL | CHANGED | RWE Renewables UK Onshore Wind Limited | Gwyddelwern 400kV Substation |  | 0 | 67 | 67 | 2027-06-01 | Awaiting Consents | Direct Connection | NGET | Wind Onshore | PRO-001550
a0l4L0000005iosQAA | Galawhistle Wind Farm | Stage: 0 -> NULL; Project Number: PRO-000161-0 -> PRO-000161; Gate: -> NULL | CHANGED | GALAWHISTLE WIND FARM LIMITED | Galawhistle 132/33kV Substation |  | 55.2 | 0 | 55.2 |  | Built | Direct Connection | SPT | Wind Onshore | PRO-000161
a0l8e000001Hr2cAAC | Galileo 05 | Stage: 0 -> NULL; Project Number: PRO-004173-0 -> PRO-004173; Gate: -> NULL | CHANGED | GALILEO 05 LIMITED | Lynemore Windfarm 132kV Substation |  | 0 | 84 | 84 | 2031-10-31 | Scoping | Direct Connection | SHET | Wind Onshore | PRO-004173
a0l8e000000f40GAAQ | GALILEO 06 | Stage: 0 -> NULL; Project Number: PRO-003810-0 -> PRO-003810; Gate: -> NULL | CHANGED | Galileo Empower UK Limited | Llandyfaelog 132kV Substation |  | 0 | 175 | 175 | 2037-10-31 | Scoping | Embedded | NGET | Wind Onshore | PRO-003810
a0l4L0000005iXVQAY | Garbet Wind Farm | Stage: 0 -> NULL; Project Number: PRO-001813-0 -> PRO-001813; Gate: -> NULL | CHANGED | GARBET WIND FARM LLP | Keith GSP |  | 0 | 46.2 | 46.2 | 2026-10-31 | Consents Approved | Embedded | SHET | Wind Onshore | PRO-001813
a0l4L0000005iVzQAI | Glens of Foudland Wind (SRO) | Stage: 0 -> NULL; Project Number: PRO-000258-0 -> PRO-000258; Gate: -> NULL | CHANGED | GLENS OF FOUDLAND WIND FARM LIMITED | Keith GSP |  | 26 | 0 | 26 |  | Built | Embedded | SHET | Wind Onshore | PRO-000258
a0l4L0000005iyqQAA | Garvary Wind Farm | Stage: 0 -> NULL; Project Number: PRO-001927-0 -> PRO-001927; Gate: -> NULL | CHANGED | GARVARY WIND FARM LTD | Garvary 132kV Substation |  | 0 | 222 | 222 | 2028-06-30 | Scoping | Direct Connection | SHET | Wind Onshore | PRO-001927
a0l4L0000005iWyQAI | Giants Burn Wind Farm | Stage: 0 -> NULL; Project Number: PRO-002232-0 -> PRO-002232; Gate: -> NULL | CHANGED | GB WIND FARM LIMITED | Dunoon GSP |  | 0 | 44 | 44 | 2030-05-31 | Scoping | Embedded | SHET | Wind Onshore | PRO-002232
a0lJ9000000PGEgIAO | Gladsmuir Wind Farm | Stage: 0 -> NULL; Project Number: PRO-005915-0 -> PRO-005915; Gate: -> NULL | CHANGED | WIND ESTATE (UK) LIMITED | Harburn 132/33kV Grid Supply Point Substation |  | 0 | 43 | 43 | 2032-10-29 | Scoping | Embedded | SPT | Wind Onshore | PRO-005915
a0lJ9000000POPHIA4 | Glasvaar | Stage: 0 -> NULL; Project Number: PRO-006025-0 -> PRO-006025; Gate: -> NULL | CHANGED | E Power Limited | Craig Murrail GSP |  | 0 | 36 | 36 | 2037-10-31 | Scoping | Direct Connection | SHET | Wind Onshore | PRO-006025
a0l4L0000005iQ5QAI | Gleann Eoghainn | Connection Site: Edinbane 132/33kV Substation -> Dunvegan 132/33kV Grid Supply Point Substation; Stage: 0 -> NULL; Project Number: PRO-001275-0 -> PRO-001275; Gate: -> NULL | CHANGED | Renantis UK Limited | Dunvegan 132/33kV Grid Supply Point Substation |  | 0 | 25 | 25 | 2029-11-30 | Scoping | Embedded | SHET | Wind Onshore | PRO-001275
a0l4L0000005imaQAA | Glen App Windfarm | Stage: 0 -> NULL; Project Number: PRO-000063-0 -> PRO-000063; Gate: -> NULL | CHANGED | SCOTTISHPOWER RENEWABLES (UK) LIMITED | Glen App 33kV |  | 32.2 | 0 | 32.2 |  | Built | Direct Connection | SPT | Wind Onshore | PRO-000063
a0l4L0000005iovQAA | Glen Kyllachy Wind Farm | Stage: 0 -> NULL; Project Number: PRO-000165-0 -> PRO-000165; Gate: -> NULL | CHANGED | GLEN KYLLACHY WIND FARM LIMITED | Glen Kyllachy Wind Farm Substation |  | 48.5 | 0 | 48.5 |  | Built | Direct Connection | SHET | Wind Onshore | PRO-000165
a0l4L0000005isHQAQ | Glen Ullinish Wind Farm | Stage: 0 -> NULL; Project Number: PRO-000298-0 -> PRO-000298; Gate: -> NULL | CHANGED | GLEN ULLINISH WF LIMITED | Glen Ullinish 132/33kV Substation |  | 0 | 49.9 | 49.9 | 2026-10-31 | Consents Approved | Direct Connection | SHET | Wind Onshore | PRO-000298
a0l4L0000005iV2QAI | Glenchamber Wind Farm | Stage: 1 -> NULL; MW Connected: 25.3 -> 27.5; Cumulative Total Capacity (MW): 52.80 MW -> 27.50 MW; MW Effective From: 31/05/2016 -> NULL; Project Number: PRO-000043-1 -> PRO-000043; Gate: -> NULL | CHANGED | GLENCHAMBER WIND ENERGY LIMITED | Glenluce 132/33kV |  | 27.5 | 0 | 27.5 |  | Built | Embedded | SPT | Wind Onshore | PRO-000043
a0l4L0000005iyyQAA | Glendye Wind Farm | Stage: 1 -> 1.0; Gate: -> NULL | CHANGED | GLENDYE WIND FARM LIMITED | Glendye Wind Farm Substation | 1 | 0 | 124.8 | 124.8 | 2028-10-31 | Scoping | Direct Connection | SHET | Wind Onshore | PRO-001389-1
a0l4L0000005iyyQAA | Glendye Wind Farm | Stage: 1 -> 1.0; Gate: -> NULL | CHANGED | GLENDYE WIND FARM LIMITED | Glendye Wind Farm Substation | 2 | 0 | 42 | 166.8 | 2034-04-30 | Scoping | Direct Connection | SHET | Wind Onshore | PRO-001389-2
a0l8e0000012ggkAAA | Glenmore | Stage: 0 -> NULL; Project Number: PRO-004445-0 -> PRO-004445; Gate: -> NULL | CHANGED | AEUK WIND PROJECT II LTD | Edinbane 132/33kV Substation |  | 0 | 39.6 | 39.6 | 2034-10-31 | Scoping | Direct Connection | SHET | Wind Onshore | PRO-004445
a0l4L0000005iwRQAQ | Glenmuckloch Wind Farm | Stage: 0 -> NULL; MW Effective From: 29/09/2028 -> 31/05/2029; Project Number: PRO-000300-0 -> PRO-000300; Gate: -> NULL | CHANGED | GLENMUCKLOCH RENEWABLE ENERGY LIMITED | Glenmuckloch 132/33kV |  | 0 | 33.6 | 33.6 | 2029-05-31 | Awaiting Consents | Direct Connection | SPT | Wind Onshore | PRO-000300
a0l8e000001Ho33AAC | Glenmuir Windfarm | Stage: 0 -> NULL; Project Number: PRO-004058-0 -> PRO-004058; Gate: -> NULL | CHANGED | BROCKWELL ENERGY LIMITED | Glenmuir Windfarm 132kV Substation |  | 0 | 80 | 80 | 2036-06-30 | Scoping | Direct Connection | SPT | Wind Onshore | PRO-004058
a0l4L0000005in1QAA | Glenshimmeroch Windfarm | Stage: 0 -> NULL; Project Number: PRO-000440-0 -> PRO-000440; Gate: -> NULL | CHANGED | ENERGYFARM UK GLENSHIMMEROCH LLP | SPT Margree collector substation |  | 0 | 45 | 45 | 2029-10-31 | Consents Approved | Direct Connection | SPT | Wind Onshore | PRO-000440
a0l8e00000120NhAAI | Glentarken Wind Farm | Stage: 0 -> NULL; Project Number: PRO-003627-0 -> PRO-003627; Gate: -> NULL | CHANGED | SSE Renewables Services (UK) Limited | Killin GSP |  | 0 | 104 | 104 | 2031-11-30 | Scoping | Direct Connection | SHET | Wind Onshore | PRO-003627
a0l4L0000005iVXQAY | Goole Fields Wind Farm | Stage: 0 -> NULL; Project Number: PRO-000166-0 -> PRO-000166; Gate: -> NULL | CHANGED | RWE RENEWABLES UK SWINDON LIMITED | Camblesforth 66kV Substation |  | 32 | 0 | 32 |  | Built | Embedded | NGET | Wind Onshore | PRO-000166
a0l4L0000005ipOQAQ | Gordonbush Wind Farm | Stage: 0 -> NULL; Project Number: PRO-000518-0 -> PRO-000518; Gate: -> NULL | CHANGED | SSE Generation Limited | Gordonbush GSP |  | 108 | 0 | 108 |  | Built | Direct Connection | SHET | Wind Onshore | PRO-000518
a0l4L0000005iRkQAI | Gordonstown Hill Wind Farm | Stage: 0 -> NULL; Project Number: PRO-000936-0 -> PRO-000936; Gate: -> NULL | CHANGED | GORDONSTOWN HILL WIND FARM LIMITED | Rothienorman GSP |  | 12.5 | 0 | 12.5 |  | Built | Embedded | SHET | Wind Onshore | PRO-000936
a0l8e0000012hwRAAQ | Grayside Wind Farm | Stage: 0 -> NULL; Project Number: PRO-004563-0 -> PRO-004563; Gate: -> NULL | CHANGED | GRAYSIDE WF LTD | Grayside 132/33kV Substation |  | 0 | 108 | 108 | 2037-10-31 | Scoping | Direct Connection | SPT | Wind Onshore | PRO-004563
a0l4L0000005ibVQAQ | Greenburn Mixed Technology | Stage: 0 -> NULL; Project Number: PRO-001006-0 -> PRO-001006; Gate: -> NULL | CHANGED | REG GREENBURN LIMITED | Greenburn Mixed Technology 132kV Substation |  | 0 | 90 | 90 | 2027-10-31 | Scoping | Direct Connection | SPT | Wind Onshore | PRO-001006
a0l4L0000005iXfQAI | Greengairs East Wind Farm | Stage: 0 -> NULL; Project Number: PRO-000880-0 -> PRO-000880; Gate: -> NULL | CHANGED | GREENGAIRS EAST WIND FARM LIMITED | Cumbernauld 132/33kV |  | 42.64 | 0 | 42.64 |  | Built | Embedded | SPT | Wind Onshore | PRO-000880
a0l4L0000005ioyQAA | Griffin Wind Farm | Stage: 0 -> NULL; Project Number: PRO-000169-0 -> PRO-000169; Gate: -> NULL | CHANGED | GRIFFIN WIND FARM LIMITED | Griffin 132/33kV Substation |  | 188.6 | 0 | 188.6 |  | Built | Direct Connection | SHET | Wind Onshore | PRO-000169
a0l8e000000TPKNAA4 | Grimshader Wind Farm | Customer Name: RWE RENEWABLES UK ONSHORE WIND LIMITED -> RWE Renewables UK Onshore Wind Limited; Stage: 0 -> NULL; Project Number: PRO-003258-0 -> PRO-003258; Gate: -> NULL | CHANGED | RWE Renewables UK Onshore Wind Limited | Grimshader Wind Farm Substation132 KV |  | 0 | 79.2 | 79.2 | 2033-10-31 | Scoping | Direct Connection | SHET | Wind Onshore | PRO-003258
a0l4L0000005iozQAA | Hadyard Hill | Stage: 0 -> NULL; Project Number: PRO-000170-0 -> PRO-000170; Gate: -> NULL | CHANGED | SSE RENEWABLES WIND FARMS (UK) LIMITED | Maybole 132/33kV |  | 99.9 | 0 | 99.9 |  | Built | Direct Connection | SPT | Wind Onshore | PRO-000170
a0l4L0000005io5QAA | Hagshaw Hill Phase 1 | Stage: 0 -> NULL; MW Connected: 0.0 -> 30.0; MW Increase / Decrease: 30.0 -> 0.0; MW Effective From: 31/01/2025 -> NULL; Project Status: Consents Approved -> Built; Project Number: PRO-000490-0 -> PRO-000490; Gate: -> NULL | CHANGED | HAGSHAW HILL REPOWERING LTD | Hagshaw Hill Wind Farm 33kV Substation |  | 30 | 0 | 30 |  | Built | Direct Connection | SPT | Wind Onshore | PRO-000490
a0l4L0000005io6QAA | Hagshaw Hill Phase 2 | Stage: 0 -> NULL; MW Connected: 0.0 -> 54.0; MW Increase / Decrease: 54.0 -> 0.0; MW Effective From: 31/01/2025 -> NULL; Project Status: Consents Approved -> Built; Project Number: PRO-000514-0 -> PRO-000514; Gate: -> NULL | CHANGED | HAGSHAW HILL REPOWERING LTD | Hagshaw Hill Wind Farm 33kV Substation |  | 54 | 0 | 54 |  | Built | Direct Connection | SPT | Wind Onshore | PRO-000514
a0l8e000001HxbRAAS | Hall Ings Farm Substation | Stage: 0 -> NULL; Project Number: PRO-004275-0 -> PRO-004275; Gate: -> NULL | CHANGED | O&G Group Limited | Creyke Beck 132kV |  | 0 | 100 | 100 | 2034-10-30 | Scoping | Embedded | NGET | PV Array (Photo Voltaic/solar) | PRO-004275
a0l4L0000005ipWQAQ | Halsary Wind Farm | Stage: 0 -> NULL; Project Number: PRO-000189-0 -> PRO-000189; Gate: -> NULL | CHANGED | SCOTTISHPOWER RENEWABLES (UK) LIMITED | Mybster 3 33kV Substation |  | 28.5 | 0 | 28.5 |  | Built | Direct Connection | SHET | Wind Onshore | PRO-000189
a0l4L0000005iVlQAI | Harburnhead Wind Farm | Stage: 0 -> NULL; Project Number: PRO-000230-0 -> PRO-000230; Gate: -> NULL | CHANGED | LDV HARBURNHEAD LIMITED | Livingston East 132/33kV |  | 51.7 | 0 | 51.7 |  | Built | Embedded | SPT | Wind Onshore | PRO-000230
a0l4L0000005iysQAA | Hare Craig Wind Farm | Stage: 0 -> NULL; Project Number: PRO-000940-0 -> PRO-000940; Gate: -> NULL | CHANGED | HARE CRAIG WINDFARM LLP | Hare Craig 33kV Substation |  | 0 | 46.2 | 46.2 | 2028-10-31 | Awaiting Consents | Direct Connection | SPT | Wind Onshore | PRO-000940
a0l4L0000005iPmQAI | Hare Hill Extension Wind Farm | Stage: 0 -> NULL; Project Number: PRO-000874-0 -> PRO-000874; Gate: -> NULL | CHANGED | SCOTTISHPOWER RENEWABLES (UK) LIMITED | Coylton 132/33kV |  | 29.75 | 0 | 29.75 |  | Built | Embedded | SPT | Wind Onshore | PRO-000874
a0l8e000000f6A6AAI | Hare Hill Repowering | Stage: 0 -> NULL; Project Number: PRO-003963-0 -> PRO-003963; Gate: -> NULL | CHANGED | SCOTTISHPOWER RENEWABLES (UK) LIMITED | Hare Hill Repowering 132/33kV Substation |  | 0 | 114 | 114 | 2031-10-31 | Scoping | Direct Connection | SPT | Wind Onshore | PRO-003963
a0l4L0000005ipdQAA | Hareshaw Rig Wind Farm | Stage: 0 -> NULL; Project Number: PRO-000543-0 -> PRO-000543; Gate: -> NULL | CHANGED | HARESHAW RIG WF LIMITED | Hopsrig Collector 132/33kV Substation |  | 0 | 40 | 40 | 2029-10-31 | Scoping | Direct Connection | SPT | Wind Onshore | PRO-000543
a0l4L0000005icnQAA | Harestanes West Wind Farm | Connection Site: Old Forest of Ae 33kV Substation -> Harestanes West Wind Farm 132/33kV; Stage: 1 -> 1.0; Gate: -> NULL | CHANGED | SCOTTISHPOWER RENEWABLES (UK) LIMITED | Harestanes West Wind Farm 132/33kV | 1 | 0 | 56 | 56 | 2029-09-01 | Scoping | Direct Connection | SPT | Wind Onshore | PRO-001075-1
a0l4L0000005icnQAA | Harestanes West Wind Farm | Connection Site: Old Forest of Ae 33kV Substation -> Harestanes West Wind Farm 132/33kV; Stage: 1 -> 1.0; Gate: -> NULL | CHANGED | SCOTTISHPOWER RENEWABLES (UK) LIMITED | Harestanes West Wind Farm 132/33kV | 2 | 0 | 25 | 81 | 2035-07-01 | Scoping | Direct Connection | SPT | Wind Onshore | PRO-001075-2
a0l4L0000005isKQAQ | Harting Rig Wind Farm | Stage: 0 -> NULL; Project Number: PRO-000303-0 -> PRO-000303; Gate: -> NULL | CHANGED | KYPE EXTENSION WIND FARM LIMITED | Kype Muir 132/33kV |  | 67.2 | 0 | 67.2 |  | Built | Direct Connection | SPT | Wind Onshore | PRO-000303
a0l8e000000TPcUAAW | Hawkwood Wind Farm | Stage: 0 -> NULL; Project Number: PRO-003450-0 -> PRO-003450; Gate: -> NULL | CHANGED | WILSON RENEWABLES IV LLP | Hawkwood Windfarm 33kV Substation |  | 0 | 34 | 34 | 2030-04-30 | Scoping | Direct Connection | SPT | Wind Onshore | PRO-003450
a0l8e000000TPKIAA4 | Heastabhal Wind Farm | Customer Name: RWE RENEWABLES UK ONSHORE WIND LIMITED -> RWE Renewables UK Onshore Wind Limited; Stage: 0 -> NULL; Project Number: PRO-003257-0 -> PRO-003257; Gate: -> NULL | CHANGED | RWE Renewables UK Onshore Wind Limited | Heastabhal Wind Farm Substation 132 KV |  | 0 | 66 | 66 | 2033-10-31 | Scoping | Direct Connection | SHET | Wind Onshore | PRO-003257
a0lJ9000000PDyEIAW | Hesta Head | Stage: 0 -> NULL; Project Number: PRO-005100-0 -> PRO-005100; Gate: -> NULL | CHANGED | HESTA HEAD WIND FARM LIMITED | Finstown (Orkney) GSP |  | 0 | 20.4 | 20.4 | 2029-04-06 | Scoping | Embedded | SHET | Wind Onshore | PRO-005100
a0lJ9000000blQUIAY | High Brenfield 1 | Stage: 0 -> NULL; Project Number: PRO-004875-0 -> PRO-004875; Gate: -> NULL | CHANGED | High Brenfield Wind Farm Limited | High Brenfield 1 GSP |  | 0 | 52.8 | 52.8 | 2034-10-31 | Scoping | Embedded | SHET | Wind Onshore | PRO-004875
a0lJ9000000blQZIAY | High Brenfield 2 | Stage: 0 -> NULL; Project Number: PRO-004876-0 -> PRO-004876; Gate: -> NULL | CHANGED | High Brenfield Wind Farm Limited | Craig Murrail GSP |  | 0 | 20.4 | 20.4 | 2034-10-31 | Scoping | Embedded | SHET | Wind Onshore | PRO-004876
a0l4L0000005imKQAQ | High Constellation Windfarm | Connection Site: Crossaig 132kV Substation -> High Constellation 132/33kV Substation; Stage: 0 -> NULL; Project Number: PRO-000416-0 -> PRO-000416; Gate: -> NULL | CHANGED | HIGH CONSTELLATION WINDFARM LIMITED | High Constellation 132/33kV Substation |  | 0 | 50 | 50 | 2027-07-31 | Scoping | Direct Connection | SHET | Wind Onshore | PRO-000416
a0l4L0000005iY7QAI | High Marnham Solar Farm | Stage: 0 -> NULL; Project Number: PRO-001845-0 -> PRO-001845; Gate: -> NULL | CHANGED | ANESCO LIMITED | High Marnham 400kV Substation |  | 0 | 99.9 | 99.9 | 2031-10-31 | Scoping | Direct Connection | NGET | PV Array (Photo Voltaic/solar) | PRO-001845
a0l4L0000005iVwQAI | Hill of Glaschyle | Stage: 0 -> NULL; Project Number: PRO-000253-0 -> PRO-000253; Gate: -> NULL | CHANGED | HILL OF GLASCHYLE RENEWABLES LLP | Berry Burn GSP |  | 27.6 | 0 | 27.6 |  | Built | Embedded | SHET | Wind Onshore | PRO-000253
a0l4L0000005iRiQAI | Hill of Towie 2 Wind Farm | Customer Name: Cairn Duhie Energy Limited -> GREENHILLS 1 LIMITED; Stage: 0 -> NULL; Project Number: PRO-000938-0 -> PRO-000938; Gate: -> NULL | CHANGED | GREENHILLS 1 LIMITED | Keith GSP |  | 0 | 36 | 36 | 2030-06-01 | Consents Approved | Embedded | SHET | Wind Onshore | PRO-000938
a0l4L0000005iVnQAI | Hill of Towie/Drummuir | Stage: 0 -> NULL; Project Number: PRO-000234-0 -> PRO-000234; Gate: -> NULL | CHANGED | HILL OF TOWIE LIMITED | Drummuir Windfarm at Keith 33kV Grid Supply Point |  | 48.3 | 0 | 48.3 |  | Built | Embedded | SHET | Wind Onshore | PRO-000234
a0l4L0000005ibYQAQ | Hollandmey Renewable Energy Development | Stage: 0 -> NULL; Project Number: PRO-001094-0 -> PRO-001094; Gate: -> NULL | CHANGED | SCOTTISHPOWER RENEWABLES (UK) LIMITED | Hollandmey Renewable Energy Development132/33kV Substation |  | 0 | 49.5 | 49.5 | 2030-05-31 | Consents Approved | Direct Connection | SHET | Wind Onshore | PRO-001094
a0lJ9000000PNpTIAW | Hoolan Hills Renewable Energy Park | Stage: 0 -> NULL; Project Number: PRO-006001-0 -> PRO-006001; Gate: -> 1.0 | CHANGED | RIDGE CLEAN ENERGY LTD | Holm Hill 132kV Substation |  | 0 | 66 | 66 | 2037-10-31 | Scoping | Direct Connection | SPT | Wind Onshore | PRO-006001 | 1
a0l4L0000005isfQAA | Hopsrig Wind Farm | Stage: 0 -> NULL; Project Number: PRO-000318-0 -> PRO-000318; Gate: -> NULL | CHANGED | HOPSRIG WIND FARM LIMITED | Hopsrig Collector 132/33kV Substation |  | 0 | 48 | 48 | 2027-10-31 | Consents Approved | Direct Connection | SPT | Wind Onshore | PRO-000318
a0lJ9000000PEBHIA4 | Huntington Solar PV | Stage: 0 -> NULL; Project Number: PRO-005118-0 -> PRO-005118; Gate: -> NULL | CHANGED | EDF ENERGY RENEWABLES LIMITED | West Anglia Connection Node D 400kV Substation |  | 0 | 240 | 240 | 2037-10-31 | Scoping | Direct Connection | NGET | PV Array (Photo Voltaic/solar) | PRO-005118
a0l8e0000010wmDAAQ | Inveroykel Wind Farm | Stage: 0 -> NULL; Project Number: PRO-002831-0 -> PRO-002831; Gate: -> NULL | CHANGED | RWE RENEWABLES UK SWINDON LIMITED | Inveroykel Wind Farm 132kV |  | 0 | 191.4 | 191.4 | 2031-10-31 | Scoping | Direct Connection | SHET | Wind Onshore | PRO-002831
a0l4L0000005irFQAQ | Keith Hill Wind Farm | Stage: 0 -> NULL; Project Number: PRO-000251-0 -> PRO-000251; Gate: -> NULL | CHANGED | DIAMOND WIND LIMITED | Keith Hill 33kV |  | 4.5 | 0 | 4.5 |  | Built | Direct Connection | SPT | Wind Onshore | PRO-000251
a0l4L0000005iuZQAQ | Kellas Wind Farm | Stage: 0 -> NULL; Project Number: PRO-002271-0 -> PRO-002271; Gate: -> NULL | CHANGED | E Power Limited | Kellas Wind Farm 132kV Substation |  | 0 | 90 | 90 | 2030-10-31 | Scoping | Direct Connection | SHET | Wind Onshore | PRO-002271
a0lJ9000000PDwDIAW | KENLEY HOUSE SOLAR PARK | Stage: 0 -> NULL; Project Number: PRO-005078-0 -> PRO-005078; Gate: -> NULL | CHANGED | BOOM DEVELOPMENTS LTD | Creyke Beck GSP |  | 0 | 150 | 150 | 2039-10-30 | Scoping | Embedded | NGET | PV Array (Photo Voltaic/solar) | PRO-005078
a0l4L0000005isgQAA | Kennoxhead Wind Farm | Stage: 0 -> NULL; MW Effective From: 01/04/2028 -> 28/04/2028; Project Number: PRO-000319-0 -> PRO-000319; Gate: -> NULL | CHANGED | ORSTED ONSHORE UK LIMITED | Kennoxhead GSP |  | 0 | 112 | 112 | 2028-04-28 | Consents Approved | Direct Connection | SPT | Wind Onshore | PRO-000319
a0l4L0000005inZQAQ | Kennoxhead Wind Farm Extension | Stage: 0 -> NULL; Project Number: PRO-000482-0 -> PRO-000482; Gate: -> NULL | CHANGED | KENNOXHEAD WIND FARM LIMITED | Middlemuir Wind Farm Collector Substation |  | 60 | 0 | 60 |  | Built | Direct Connection | SPT | Wind Onshore | PRO-000482
a0l8e000000f6hCAAQ | Kilbraur North Wind Farm | Stage: 0 -> NULL; Project Number: PRO-003987-0 -> PRO-003987; Gate: -> 1.0 | CHANGED | EDF ENERGY RENEWABLES LIMITED | Kilbraur Wind Farm Substation |  | 0 | 79.2 | 79.2 | 2031-10-31 | Scoping | Direct Connection | SHET | Wind Onshore | PRO-003987 | 1
a0l4L0000005iqgQAA | Kilbraur Wind Farm | Stage: 0 -> NULL; Project Number: PRO-000226-0 -> PRO-000226; Gate: -> NULL | CHANGED | KILBRAUR WIND ENERGY LIMITED | Kilbraur Wind Farm Substation |  | 67 | 0 | 67 |  | Built | Direct Connection | SHET | Wind Onshore | PRO-000226
a0l4L0000005imcQAA | Kilgallioch Wind Farm and Kilgallioch Wind Farm Extension - Turbines | Stage: 1 -> 1.0; Gate: -> NULL | CHANGED | SCOTTISHPOWER RENEWABLES (UK) LIMITED | Kilgallioch 275kV Substation | 1 | 228 | 0 | 228 |  | Built | Direct Connection | SPT | Wind Onshore | PRO-000065-1
a0l4L0000005imcQAA | Kilgallioch Wind Farm and Kilgallioch Wind Farm Extension - Turbines | Stage: 1 -> 1.0; Gate: -> NULL | CHANGED | SCOTTISHPOWER RENEWABLES (UK) LIMITED | Kilgallioch 275kV Substation | 2 | 0 | 46 | 274 | 2025-04-08 | Consents Approved | Direct Connection | SPT | Wind Onshore | PRO-000065-2
a0lJ9000000POjPIAW | Killeal | Stage: 0 -> NULL; Project Number: PRO-006112-0 -> PRO-006112; Gate: -> NULL | CHANGED | ABEI ENERGY LIMITED | Newton Stewart GSP |  | 0 | 72.6 | 72.6 | 2036-10-31 | Scoping | Embedded | SPT | Wind Onshore | PRO-006112
a0lJ9000000POB6IAO | Killean Wind Farm | Stage: 0 -> NULL; Project Number: PRO-006009-0 -> PRO-006009; Gate: -> NULL | CHANGED | Renewable Energy Systems Limited | CARRADALE 3 GSP |  | 0 | 60 | 60 | 2034-10-31 | Scoping | Embedded | SHET | Wind Onshore | PRO-006009
a0l4L0000005iWMQAY | Kirk Hill | Stage: 0 -> NULL; Project Number: PRO-000320-0 -> PRO-000320; Gate: -> NULL | CHANGED | KIRK HILL WIND FARM LIMITED | Maybole GSP |  | 20 | 0 | 20 |  | Built | Embedded | SPT | Wind Onshore | PRO-000320
a0l4L0000005ikRQAQ | Kirkton Wind Farm | Stage: 0 -> NULL; Project Number: PRO-001811-0 -> PRO-001811; Gate: -> NULL | CHANGED | Kirkton Wind Farm Ltd | Connagill 275kV Substation |  | 0 | 60 | 60 | 2028-10-31 | Scoping | Direct Connection | SHET | Wind Onshore | PRO-001811
a0l8e0000010waCAAQ | Llyn Lort II Energy Park | Stage: 0 -> NULL; Project Number: PRO-002697-0 -> PRO-002697; Gate: -> NULL | CHANGED | Llyn Lort II Energy Park Limited | Chirk 132kV |  | 0 | 100 | 100 | 2037-11-01 | Scoping | Embedded | NGET | Wind Onshore | PRO-002697
a0l4L0000005ikKQAQ | Knockcronal Wind Farm | Stage: 0 -> NULL; Project Number: PRO-001801-0 -> PRO-001801; Gate: -> NULL | CHANGED | Knockcronal Wind Farm Limited | Knockcronal Wind Farm 33kV Substation |  | 0 | 59.4 | 59.4 | 2029-10-30 | Awaiting Consents | Direct Connection | SPT | Wind Onshore | PRO-001801
a0l4L0000005inYQAQ | Knockodhar Wind Farm | Stage: 0 -> NULL; Project Number: PRO-000483-0 -> PRO-000483; Gate: -> NULL | CHANGED | REG KNOCKODHAR LIMITED | Knockodhar Wind Farm 132kV Substation |  | 0 | 120 | 120 | 2028-04-30 | Scoping | Direct Connection | SPT | Wind Onshore | PRO-000483
a0l8e0000011yY5AAI | Knockton Wind Farm | Stage: 0 -> NULL; Project Number: PRO-003524-0 -> PRO-003524; Gate: -> NULL | CHANGED | ORSTED ONSHORE UK LIMITED | Alyth 400kV Substation |  | 0 | 130.2 | 130.2 | 2033-10-31 | Scoping | Direct Connection | SHET | Wind Onshore | PRO-003524
a0l4L0000005isVQAQ | Kype Muir | Stage: 0 -> NULL; Project Number: PRO-000316-0 -> PRO-000316; Gate: -> NULL | CHANGED | Onpath Energy Limited (KYPE MUIR WIND FARM) LIMITED | Coalburn 400/132kV |  | 88.4 | 0 | 88.4 |  | Built | Direct Connection | SPT | Wind Onshore | PRO-000316
a0l4L0000005ibkQAA | Lairg II Wind Farm | Stage: 0 -> NULL; Project Number: PRO-001434-0 -> PRO-001434; Gate: -> NULL | CHANGED | ENERGYFARM UK LAIRG LLP | Lairg GSP |  | 0 | 50 | 50 | 2026-10-31 | Consents Approved | Direct Connection | SHET | Wind Onshore | PRO-001434
a0l4L0000005iP4QAI | Lan Fawr Energy Park | Stage: 0 -> NULL; Project Number: PRO-001609-0 -> PRO-001609; Gate: -> NULL | CHANGED | LAN FAWR ENERGY PARK LIMITED | Pont Abraham GSP |  | 0 | 246.4 | 246.4 | 2028-09-11 | Scoping | Embedded | NGET | Wind Onshore | PRO-001609
a0l4L0000005iZ9QAI | Lethans Wind Farm | Stage: 0 -> NULL; Project Number: PRO-001367-0 -> PRO-001367; Gate: -> NULL | CHANGED | BANKS RENEWABLES (LETHANS WIND FARM) LIMITED | Lethans 132kV Substation |  | 0 | 132 | 132 | 2027-06-30 | Consents Approved | Direct Connection | SPT | Wind Onshore | PRO-001367
a0l8e0000011ywSAAQ | Lethans Wind Farm Extension | Stage: 0 -> NULL; Project Number: PRO-003553-0 -> PRO-003553; Gate: -> NULL | CHANGED | Banks Renewables (Lethans East Wind Farm) Limited | Lethans 132kV Substation |  | 0 | 85 | 85 | 2027-10-30 | Scoping | Direct Connection | SPT | Wind Onshore | PRO-003553
a0l4L0000005ivMQAQ | Lethen Wind Farm | Stage: 0 -> NULL; Project Number: PRO-002307-0 -> PRO-002307; Gate: -> NULL | CHANGED | FRED. OLSEN RENEWABLES LIMITED | Lethen Wind Farm 132/33kV Substation |  | 0 | 114 | 114 | 2033-12-31 | Scoping | Direct Connection | SHET | Wind Onshore | PRO-002307
a0l4L0000005iUFQAY | Little Hill | Stage: 0 -> NULL; Project Number: PRO-001556-0 -> PRO-001556; Gate: -> NULL | CHANGED | BRYN GILWERN ENERGY PARK LIMITED | Pont Abraham GSP |  | 0 | 74.9 | 74.9 | 2026-10-31 | Scoping | Embedded | NGET | Wind Onshore | PRO-001556
a0l4L0000005iUKQAY | Llwynygog | Stage: 0 -> NULL; Project Number: PRO-001583-0 -> PRO-001583; Gate: -> NULL | CHANGED | ESGAIR GALED ENERGY PARK LIMITED | Chirk GSP |  | 0 | 125 | 125 | 2027-02-04 | Scoping | Embedded | NGET | Wind Onshore | PRO-001583
a0l4L0000005idSQAQ | Loch Liath Wind Farm | Stage: 0 -> NULL; Project Number: PRO-001671-0 -> PRO-001671; Gate: -> NULL | CHANGED | LOCH LIATH WIND FARM LIMITED | Loch Liath 132/33kV Substation |  | 0 | 99 | 99 | 2035-10-31 | Awaiting Consents | Direct Connection | SHET | Wind Onshore | PRO-001671
a0l4L0000005inUQAQ | Loch Luichart Extension II | Stage: 0 -> NULL; Project Number: PRO-000487-0 -> PRO-000487; Gate: -> NULL | CHANGED | BLUEBELL WIND FARM LIMITED | Loch Luichart Extension II Substation |  | 0 | 36 | 36 | 2024-10-31 | Scoping | Direct Connection | SHET | Wind Onshore | PRO-000487
a0l4L0000005iqhQAA | Lochluichart | Stage: 0 -> NULL; Project Number: PRO-000227-0 -> PRO-000227; Gate: -> NULL | CHANGED | LZN LIMITED | Corriemoillie 132kV Substation |  | 69 | 0 | 69 |  | Built | Direct Connection | SHET | Wind Onshore | PRO-000227
a0l4L0000005isNQAQ | Loganhead Windfarm | Stage: 0 -> NULL; Project Number: PRO-000306-0 -> PRO-000306; Gate: -> NULL | CHANGED | LOGANHEAD WF LIMITED | Hopsrig Collector 132/33kV Substation |  | 0 | 36 | 36 | 2027-10-31 | Awaiting Consents | Direct Connection | SPT | Wind Onshore | PRO-000306
a0l4L0000005iynQAA | Lorg Extension Wind Farm | Customer Name: RWE RENEWABLES UK ONSHORE WIND LIMITED -> RWE Renewables UK Onshore Wind Limited; Stage: 0 -> NULL; Project Number: PRO-002430-0 -> PRO-002430; Gate: -> NULL | CHANGED | RWE Renewables UK Onshore Wind Limited | Lorg Extension Wind Farm 132/33kV Substation |  | 0 | 33 | 33 | 2029-08-13 | Scoping | Direct Connection | SPT | Wind Onshore | PRO-002430
a0l4L0000005ikXQAQ | Lorg Wind Farm | Customer Name: RWE RENEWABLES UK ONSHORE WIND LIMITED -> RWE Renewables UK Onshore Wind Limited; Stage: 0 -> NULL; Project Number: PRO-000153-0 -> PRO-000153; Gate: -> NULL | CHANGED | RWE Renewables UK Onshore Wind Limited | Lorg Wind Farm 132/32kV |  | 0 | 69.5 | 69.5 | 2027-04-07 | Scoping | Direct Connection | SPT | Wind Onshore | PRO-000153
a0l4L0000005iRZQAY | Maesnant Energy Park | Stage: 0 -> NULL; Project Number: PRO-001919-0 -> PRO-001919; Gate: -> NULL | CHANGED | Maesnant Energy Park Limited | Chirk GSP |  | 0 | 150 | 150 | 2033-11-01 | Scoping | Embedded | NGET | Wind Onshore | PRO-001919
a0l4L0000005ij9QAA | Margree Wind Farm | Stage: 0 -> NULL; Project Number: PRO-001789-0 -> PRO-001789; Gate: -> NULL | CHANGED | ENERGYFARM UK MARGREE LLP | SPT Margree collector substation |  | 0 | 50 | 50 | 2029-10-31 | Awaiting Consents | Direct Connection | SPT | Wind Onshore | PRO-001789
a0l4L0000005imdQAA | Mark Hill Wind Farm | Stage: 0 -> NULL; Project Number: PRO-000066-0 -> PRO-000066; Gate: -> NULL | CHANGED | SCOTTISHPOWER RENEWABLES (UK) LIMITED | Mark Hill 275/132kV |  | 53 | 0 | 53 |  | Built | Direct Connection | SPT | Wind Onshore | PRO-000066
a0l8e000001HrCyAAK | Meall Buidhe Wind Farm | Stage: 0 -> NULL; Project Number: PRO-004198-0 -> PRO-004198; Gate: -> NULL | CHANGED | MUIRDEN ENERGY LLP | Shin GSP |  | 0 | 40 | 40 | 2032-10-31 | Scoping | Embedded | SHET | Wind Onshore | PRO-004198
a0l8e0000010wfMAAQ | Merthyr Solar and Battery | Stage: 1 -> 1.0; Gate: -> NULL | CHANGED | E.E.W. ECO ENERGY WORLD DEVELOPMENT HOLDING LIMITED | Cilfynydd 400kV Substation | 1 | 0 | 110 | 110 | 2029-05-12 | Scoping | Direct Connection | NGET | PV Array (Photo Voltaic/solar) | PRO-002757-1
a0l8e000000f6JtAAI | Middleton Farm Solar | Stage: 0 -> NULL; Project Number: PRO-003977-0 -> PRO-003977; Gate: -> NULL | CHANGED | Bluestone Energy Ltd | Elderslie 132/33kV |  | 0 | 38.7 | 38.7 | 2025-10-06 | Scoping | Embedded | SPT | PV Array (Photo Voltaic/solar) | PRO-003977
a0l8e0000010wfMAAQ | Merthyr Solar and Battery | Stage: 1 -> 1.0; Gate: -> NULL | CHANGED | E.E.W. ECO ENERGY WORLD DEVELOPMENT HOLDING LIMITED | Cilfynydd 400kV Substation | 2 | 0 | 65 | 175 | 2037-10-31 | Scoping | Direct Connection | NGET | PV Array (Photo Voltaic/solar) | PRO-002757-2
a0l8e000000f8Q7AAI | Mid Moile Wind Farm | Stage: 0 -> NULL; Project Number: PRO-004036-0 -> PRO-004036; Gate: -> NULL | CHANGED | ENERGIEKONTOR UK LTD | Arecleoch 132/33kV |  | 0 | 99 | 99 | 2031-10-31 | Scoping | Direct Connection | SPT | Wind Onshore | PRO-004036
a0l4L0000005ishQAA | Middle Muir Wind Farm | Stage: 0 -> NULL; Project Number: PRO-000321-0 -> PRO-000321; Gate: -> NULL | CHANGED | OnPath Energy Limited (MIDDLE MUIR WIND FARM) LIMITED | Middlemuir 132/33kV |  | 51 | 0 | 51 |  | Built | Direct Connection | SPT | Wind Onshore | PRO-000321
a0lJ9000000blmSIAQ | Middlewick Wind | Stage: 0 -> NULL; Project Number: PRO-004940-0 -> PRO-004940; Gate: -> NULL | CHANGED | DENGIE MARSHES WIND FARM LIMITED | Rayleigh Main GSP |  | 0 | 120 | 120 | 2034-10-31 | Scoping | Embedded | NGET | Wind Onshore | PRO-004940
a0l8e000000f7gMAAQ | Millennium East | Stage: 0 -> NULL; Project Number: PRO-004010-0 -> PRO-004010; Gate: -> NULL | CHANGED | Renantis UK Limited | Fort Augustus GSP/New Fort Augustus GSP |  | 0 | 49.9 | 49.9 | 2035-10-31 | Scoping | Embedded | SHET | Wind Onshore | PRO-004010
a0l4L0000005ipAQAQ | Millennium Wind | Stage: 0 -> NULL; Project Number: PRO-000530-0 -> PRO-000530; Gate: -> NULL | CHANGED | MILLENNIUM WIND ENERGY LIMITED | Millennium GSP |  | 65 | 0 | 65 |  | Built | Direct Connection | SHET | Wind Onshore | PRO-000530
a0l4L0000005iYMQAY | Millmoor Rig Wind Farm | Stage: 0 -> NULL; Project Number: PRO-001936-0 -> PRO-001936; Gate: -> NULL | CHANGED | ESB ASSET DEVELOPMENT UK LIMITED | Hawick GSP |  | 0 | 92.8 | 92.8 | 2029-10-30 | Scoping | Direct Connection | SPT | Wind Onshore | PRO-001936
a0l4L0000005irJQAQ | Minnygap | Stage: 0 -> NULL; Project Number: PRO-000262-0 -> PRO-000262; Gate: -> NULL | CHANGED | MINNYGAP ENERGY LIMITED | Moffat 132/33kV |  | 25 | 0 | 25 |  | Built | Direct Connection | SPT | Wind Onshore | PRO-000262
a0l4L0000005iVoQAI | Minsca | Stage: 0 -> NULL; Project Number: PRO-000236-0 -> PRO-000236; Gate: -> NULL | CHANGED | MINSCA WINDFARM (SCOTLAND) LIMITED | Chapelcross GSP |  | 37.5 | 0 | 37.5 |  | Built | Embedded | SPT | Wind Onshore | PRO-000236
a0l4L0000005iUMQAY | Moel y Llyn | Stage: 0 -> NULL; Project Number: PRO-001585-0 -> PRO-001585; Gate: -> NULL | CHANGED | Waun Hesgog Energy Park Limited | Chirk GSP |  | 0 | 251 | 251 | 2027-02-04 | Scoping | Embedded | NGET | Wind Onshore | PRO-001585
a0l4L0000005iVmQAI | Moy Wind Farm | Stage: 0 -> NULL; Project Number: PRO-000232-0 -> PRO-000232; Gate: -> NULL | CHANGED | ENECO MOY LIMITED | Inverness GSP |  | 60 | 0 | 60 |  | Built | Embedded | SHET | Wind Onshore | PRO-000232
a0l4L0000005ifqQAA | Mwdwl Eithin Energy Park | Stage: 1 -> NULL; Cumulative Total Capacity (MW): 162.40 MW -> 81.20 MW; Project Number: PRO-001511-1 -> PRO-001511; Gate: -> NULL | CHANGED | MOEL CHWA ENERGY PARK LIMITED | Gwyddelwern 400kV Substation |  | 0 | 81.2 | 81.2 | 2030-06-30 | Scoping | Direct Connection | NGET | Wind Onshore | PRO-001511
a0l4L0000005iNcQAI | Nant Aman | Stage: 0 -> NULL; Project Number: PRO-001640-0 -> PRO-001640; Gate: -> NULL | CHANGED | NANT AMAN ENERGY PARK LIMITED | Rhigos 400kV Substation |  | 0 | 143 | 143 | 2030-12-13 | Scoping | Direct Connection | NGET | Wind Onshore | PRO-001640
a0l4L0000005iP5QAI | Nant Ceiment Energy Park | Stage: 0 -> NULL; Project Number: PRO-001610-0 -> PRO-001610; Gate: -> NULL | CHANGED | NANT CEIMENT ENERGY PARK LIMITED | Pont Abraham GSP |  | 0 | 88.4 | 88.4 | 2027-09-11 | Scoping | Embedded | NGET | Wind Onshore | PRO-001610
a0l4L0000005iv0QAA | Nant Y Maen Wind Farm | Stage: 0 -> NULL; Project Number: PRO-001158-0 -> PRO-001158; Gate: -> NULL | CHANGED | EDF ENERGY RENEWABLES LIMITED | Nant Y Maen 132KV Substation |  | 0 | 150 | 150 | 2032-05-01 | Scoping | Direct Connection | NGET | Wind Onshore | PRO-001158
a0l4L0000005iSHQAY | Narachan Wind Farm | Stage: 0 -> NULL; Project Number: PRO-001926-0 -> PRO-001926; Gate: -> NULL | CHANGED | ENERGYFARM UK NARACHAN LLP | Carradale 1 GSP |  | 0 | 72.6 | 72.6 | 2030-04-30 | Scoping | Embedded | SHET | Wind Onshore | PRO-001926
a0l4L0000005it0QAA | North Lowther Energy Initiative | Connection Site: NLEI Wind Farm Connection Substation -> NLEI Windfarm 132/33kV substation; Stage: 0 -> NULL; Project Number: PRO-000344-0 -> PRO-000344; Gate: -> NULL | CHANGED | NLEI LTD | NLEI Windfarm 132/33kV substation |  | 0 | 151.2 | 151.2 | 2031-04-30 | Scoping | Direct Connection | SPT | Wind Onshore | PRO-000344
a0l8e0000012hmTAAQ | North Ray Solar Farm 2 | Stage: 0 -> NULL; Plant Type: Energy Storage System -> PV Array (Photo Voltaic/solar); Project Number: PRO-004502-0 -> PRO-004502; Gate: -> NULL | CHANGED | NORTH RAY SOLAR FARM 2 LTD | Grimsby West GSP |  | 0 | 180 | 180 | 2035-10-30 | Scoping | Embedded | NGET | PV Array (Photo Voltaic/solar) | PRO-004502
a0l4L0000005iXmQAI | Norton Solar Farm | Customer Name: RWE RENEWABLES UK SOLAR AND STORAGE LIMITED -> RWE Renewables UK Solar and Storage Limited; Stage: 0 -> NULL; Project Number: PRO-001875-0 -> PRO-001875; Gate: -> NULL | CHANGED | RWE Renewables UK Solar and Storage Limited | Norton GSP |  | 0 | 180 | 180 | 2031-10-31 | Scoping | Embedded | NGET | PV Array (Photo Voltaic/solar) | PRO-001875
a0l8e0000012kptAAA | Novar 2 Wind Farm | Stage: 0 -> NULL; Project Number: PRO-004775-0 -> PRO-004775; Gate: -> NULL | CHANGED | HEADWIND DEVELOPMENT SERVICES LIMITED | Alness GSP |  | 0 | 43.2 | 43.2 | 2032-10-31 | Scoping | Embedded | SHET | Wind Onshore | PRO-004775
a0l8e0000010wVjAAI | Olivers Forest Wind Farm | Stage: 0 -> NULL; Project Number: PRO-002648-0 -> PRO-002648; Gate: -> NULL | CHANGED | Oliver Forest Wind Farm Limited | Olivers Forest Wind Farm 132kV Substation |  | 0 | 79.2 | 79.2 | 2031-04-30 | Awaiting Consents | Direct Connection | SPT | Wind Onshore | PRO-002648
a0l8e000000f4ZAAAY | Orddu Energy Park | Stage: 0 -> NULL; Project Number: PRO-003851-0 -> PRO-003851; Gate: -> NULL | CHANGED | Orddu Energy Park Limited | Gwyddelwern 400kV Substation |  | 0 | 85.8 | 85.8 | 2037-10-31 | Scoping | Direct Connection | NGET | Wind Onshore | PRO-003851
a0l4L0000005inwQAA | Overhill Wind Farm | Stage: 0 -> NULL; Project Number: PRO-000472-0 -> PRO-000472; Gate: -> NULL | CHANGED | ENERGYFARM UK OVERHILL LLP | Overhill 132kV Substation |  | 0 | 50 | 50 | 2029-06-06 | Consents Approved | Direct Connection | SPT | Wind Onshore | PRO-000472
a0l4L0000005iwNQAQ | Pen Y Cymoedd Wind Farm | Stage: 0 -> NULL; Project Number: PRO-000217-0 -> PRO-000217; Gate: -> NULL | CHANGED | PEN Y CYMOEDD WIND FARM LIMITED | Rhigos 400kV Substation |  | 228 | 0 | 228 |  | Built | Direct Connection | NGET | Wind Onshore | PRO-000217
a0lJ9000000blsMIAQ | Peninsula Energy Park | Stage: 0 -> NULL; Project Number: PRO-004961-0 -> PRO-004961; Gate: -> NULL | CHANGED | Renantis UK Limited | Taynuilt GSP |  | 0 | 249.9 | 249.9 | 2035-10-31 | Scoping | Direct Connection | SHET | Wind Onshore | PRO-004961
a0l8e0000010wm8AAA | Penninghame Wind Farm | Stage: 0 -> NULL; Project Number: PRO-002830-0 -> PRO-002830; Gate: -> 1.0 | CHANGED | EDF ENERGY RENEWABLES LIMITED | Penninghame Substation |  | 0 | 60 | 60 | 2031-10-31 | Scoping | Direct Connection | SPT | Wind Onshore | PRO-002830 | 1
a0l8e0000010wbAAAQ | Philiphaugh Wind Farm | Stage: 0 -> NULL; Project Number: PRO-002708-0 -> PRO-002708; Gate: -> 1.0 | CHANGED | EDF ENERGY RENEWABLES LIMITED | Philipaugh Substation |  | 0 | 175 | 175 | 2033-05-30 | Scoping | Direct Connection | SPT | Wind Onshore | PRO-002708 | 1
a0l4L0000005iQoQAI | Pines Burn Wind Farm | Stage: 0 -> NULL; Project Number: PRO-000897-0 -> PRO-000897; Gate: -> NULL | CHANGED | PINES BURN WIND FARM LLP | Hawick GSP |  | 0 | 50 | 50 | 2023-08-02 | Consents Approved | Embedded | SPT | Wind Onshore | PRO-000897
a0l4L0000005irKQAQ | Pogbie Wind Farm | Stage: 0 -> NULL; Project Number: PRO-000263-0 -> PRO-000263; Gate: -> NULL | CHANGED | POGBIE WIND FARM (GRID) LIMITED | Pogbie 33kV |  | 9.6 | 0 | 9.6 |  | Built | Direct Connection | SPT | Wind Onshore | PRO-000263
a0l8e000000eybvAAA | Pollie Hill Wind Farm | Stage: 0 -> NULL; Project Number: PRO-003767-0 -> PRO-003767; Gate: -> NULL | CHANGED | POLLIE HILL WIND FARM LIMITED | POLLIE HILL WIND FARM 132KV SUBSTATION |  | 0 | 92.4 | 92.4 | 2031-10-31 | Scoping | Direct Connection | SHET | Wind Onshore | PRO-003767
a0l4L0000005imsQAA | Priestgill Wind Farm | Stage: 0 -> NULL; Project Number: PRO-000448-0 -> PRO-000448; Gate: -> NULL | CHANGED | PRIESTGILL WIND FARM LIMITED | Elvanfoot 400/275/33kV |  | 0 | 43.63 | 43.63 | 2026-11-30 | Consents Approved | Direct Connection | SPT | Wind Onshore | PRO-000448
a0l4L0000005iOeQAI | Quantans Hill Wind Farm | Stage: 0 -> NULL; Project Number: PRO-001247-0 -> PRO-001247; Gate: -> NULL | CHANGED | VATTENFALL WIND POWER LTD | Quantans Hill 132kV Substation |  | 0 | 95 | 95 | 2029-07-02 | Scoping | Direct Connection | SPT | Wind Onshore | PRO-001247
a0l8e000000f6yfAAA | RAF Newton PV solar | Stage: 0 -> NULL; Project Number: PRO-003995-0 -> PRO-003995; Gate: -> NULL | CHANGED | Bluestone Energy Ltd | Stoke Bardolph GSP |  | 0 | 149.7 | 149.7 | 2034-10-30 | Scoping | Embedded | NGET | PV Array (Photo Voltaic/solar) | PRO-003995
a0l8e000001HrZ3AAK | RIGG HOUSE PV FARM | Customer Name: Firma Vogt Solar Ltd -> FVS DEAN MOOR LIMITED; Stage: 0 -> NULL; Project Number: PRO-004209-0 -> PRO-004209; Gate: -> NULL | CHANGED | FVS DEAN MOOR LIMITED | Harker GSP |  | 0 | 150 | 150 | 2037-10-31 | Scoping | Embedded | NGET | PV Array (Photo Voltaic/solar) | PRO-004209
a0l4L0000005iMUQAY | Rowancraig Wind Farm | Stage: 0 -> NULL; Project Number: PRO-002455-0 -> PRO-002455; Gate: -> NULL | CHANGED | Koehler Renewable Energy UK Limited | Glenglass 132/33kV |  | 0 | 40 | 40 | 2028-10-30 | Scoping | Direct Connection | SPT | Wind Onshore | PRO-002455
a0lJ9000000POuiIAG | Ruith Cnoc | Stage: 0 -> NULL; Project Number: PRO-006147-0 -> PRO-006147; Gate: -> NULL | CHANGED | Ruith Cnoc Wind Farm Limited | Dalchork 132kV Substation |  | 0 | 158.4 | 158.4 | 2037-10-31 | Scoping | Direct Connection | SHET | Wind Onshore | PRO-006147
a0l4L0000005iXPQAY | Sallachy Wind Farm | Stage: 0 -> NULL; Project Number: PRO-002137-0 -> PRO-002137; Gate: -> NULL | CHANGED | WKN SALLACHY LIMITED | Cassley GSP |  | 0 | 49.5 | 49.5 | 2027-08-31 | Awaiting Consents | Embedded | SHET | Wind Onshore | PRO-002137
a0l4L0000005it1QAA | Sandy Knowe Wind Farm | Stage: 1 -> 1.0; Gate: -> NULL | CHANGED | SANDY KNOWE WIND FARM LIMITED | Sandyknowe 132/33kV | 1 | 86.4 | 0 | 86.4 |  | Built | Direct Connection | SPT | Wind Onshore | PRO-000345-1
a0l4L0000005it1QAA | Sandy Knowe Wind Farm | Stage: 1 -> 1.0; Gate: -> NULL | CHANGED | SANDY KNOWE WIND FARM LIMITED | Sandyknowe 132/33kV | 2 | 0 | 21.6 | 108 | 2027-10-31 | Awaiting Consents | Direct Connection | SPT | Wind Onshore | PRO-000345-2
a0l4L0000005it6QAA | Sanquhar II Wind Farm | Stage: 1 -> 1.0; Gate: -> NULL | CHANGED | SANQUHAR II COMMUNITY WIND CO LTD | Glenglass 132kV Substation | 1 | 0 | 137 | 137 | 2026-07-31 | Consents Approved | Direct Connection | SPT | Wind Onshore | PRO-000352-1
a0l4L0000005it6QAA | Sanquhar II Wind Farm | Stage: 1 -> 1.0; Gate: -> NULL | CHANGED | SANQUHAR II COMMUNITY WIND CO LTD | Glenglass 132kV Substation | 2 | 0 | 113 | 250 | 2027-02-28 | Consents Approved | Direct Connection | SPT | Wind Onshore | PRO-000352-2
a0l4L0000005iZ8QAI | Sanquhar Wind Farm | Stage: 0 -> NULL; Project Number: PRO-001366-0 -> PRO-001366; Gate: -> NULL | CHANGED | SANQUHAR COMMUNITY WIND COMPANY LIMITED | Sanquhar 132/33kV |  | 30 | 0 | 30 |  | Built | Direct Connection | SPT | Wind Onshore | PRO-001366
a0l4L0000005ismQAA | Scoop Hill Wind Farm | Customer Name: CWP Energy Limited -> Community Windpower Limited; Stage: 0 -> NULL; Project Number: PRO-000327-0 -> PRO-000327; Gate: -> NULL | CHANGED | Community Windpower Limited | Scoop Hill Wind Farm 132kV Substation |  | 0 | 500 | 500 | 2027-10-31 | Scoping | Direct Connection | SPT | Wind Onshore | PRO-000327
a0l4L0000005icwQAA | Sheirdrim Wind Farm | Stage: 0 -> NULL; Project Number: PRO-001066-0 -> PRO-001066; Gate: -> NULL | CHANGED | SCOTTISHPOWER RENEWABLES (UK) LIMITED | Sheirdrim 132kV Substation |  | 0 | 84 | 84 | 2032-04-01 | Scoping | Direct Connection | SHET | Wind Onshore | PRO-001066
a0l4L0000005io9QAA | Shepherds Rig Wind Farm | Stage: 0 -> NULL; Project Number: PRO-000511-0 -> PRO-000511; Gate: -> NULL | CHANGED | SETT WIND DEVELOPMENT LIMITED | Shepherds Rig Wind Farm 132kV Substation |  | 0 | 84.6 | 84.6 | 2024-07-30 | Scoping | Direct Connection | SPT | Wind Onshore | PRO-000511
a0lJ9000000blamIAA | Shire End Solar Farm | Stage: 0 -> NULL; Project Number: PRO-004902-0 -> PRO-004902; Gate: -> NULL | CHANGED | QAIR SCOTLAND LIMITED | Abernethy GSP |  | 0 | 20 | 20 | 2033-10-31 | Scoping | Embedded | SHET | PV Array (Photo Voltaic/solar) | PRO-004902
a0l4L0000005iV4QAI | Solwaybank | Stage: 0 -> NULL; Project Number: PRO-000048-0 -> PRO-000048; Gate: -> NULL | CHANGED | SOLWAYBANK ENERGY LIMITED | Chapelcross 132/33kV |  | 29.9 | 0 | 29.9 |  | Built | Embedded | SPT | Wind Onshore | PRO-000048
a0l4L0000005ioJQAQ | South Kyle Wind Farm | Stage: 0 -> NULL; Project Number: PRO-000137-0 -> PRO-000137; Gate: -> NULL | CHANGED | SOUTH KYLE WIND FARM LIMITED | New Cumnock 275/132kV |  | 235 | 0 | 235 |  | Built | Direct Connection | SPT | Wind Onshore | PRO-000137
a0lJ9000000blMrIAI | Statkraft SEWF | Stage: 0 -> NULL; Project Number: PRO-004828-0 -> PRO-004828; Gate: -> 1.0 | CHANGED | Statkraft UK Ltd | Orrin GSP |  | 0 | 100.8 | 100.8 | 2033-10-31 | Scoping | Direct Connection | SHET | Wind Onshore | PRO-004828 | 1
a0l8e0000012hoyAAA | Stoneyfield | Stage: 0 -> NULL; MW Effective From: 30/09/2024 -> 30/09/2030; Project Number: PRO-004531-0 -> PRO-004531; Gate: -> NULL | CHANGED | WIND 2 LIMITED | Rothienorman GSP |  | 0 | 15 | 15 | 2030-09-30 | Scoping | Embedded | SHET | Wind Onshore | PRO-004531
a0lJ9000000POkcIAG | Stoneygroves PV | Stage: 0 -> NULL; Project Number: PRO-006127-0 -> PRO-006127; Gate: -> NULL | CHANGED | Enviromena Project Management UK Limited | Charleston GSP 132/33kV |  | 0 | 20 | 20 | 2031-10-30 | Scoping | Embedded | SHET | PV Array (Photo Voltaic/solar) | PRO-006127
a0l4L0000005ixYQAQ | Stornoway Wind Farm | Stage: 0 -> NULL; Project Number: PRO-000346-0 -> PRO-000346; Gate: -> NULL | CHANGED | STORNOWAY WIND FARM LIMITED | Stornoway 132/33kV Substation |  | 0 | 180 | 180 | 2030-10-31 | Consents Approved | Direct Connection | SHET | Wind Onshore | PRO-000346
a0l4L0000005inqQAA | Stranoch Wind Farm | Stage: 0 -> NULL; Project Number: PRO-000127-0 -> PRO-000127; Gate: -> NULL | CHANGED | Stranoch Windfarm Limited | Stranoch Wind 132/33kV Substation |  | 0 | 102 | 102 | 2026-10-09 | Consents Approved | Direct Connection | SPT | Wind Onshore | PRO-000127
a0l4L0000005iXpQAI | Strath Tirry | Stage: 0 -> NULL; Project Number: PRO-001363-0 -> PRO-001363; Gate: -> NULL | CHANGED | Strath Tirry Wind Energy 2021 Ltd | Lairg GSP |  | 0 | 34.8 | 34.8 | 2029-12-19 | Scoping | Embedded | SHET | Wind Onshore | PRO-001363
a0l4L0000005iUPQAY | Strathrory Wind Farm | Stage: 0 -> NULL; Project Number: PRO-001812-0 -> PRO-001812; Gate: -> NULL | CHANGED | STRATHRORY WIND FARM LLP | Alness GSP |  | 0 | 36 | 36 | 2024-03-31 | Consents Approved | Embedded | SHET | Wind Onshore | PRO-001812
a0l4L0000005ihRQAQ | Strathy North Wind | Stage: 0 -> NULL; Project Number: PRO-001553-0 -> PRO-001553; Gate: -> NULL | CHANGED | STRATHY WIND FARM LIMITED | Strathy North 132/33kV Substation |  | 67.65 | 0 | 67.65 |  | Built | Direct Connection | SHET | Wind Onshore | PRO-001553
a0l4L0000005ix6QAA | Strathy South Wind | Stage: 0 -> NULL; Project Number: PRO-000183-0 -> PRO-000183; Gate: -> NULL | CHANGED | SSE Generation Limited | Strathy South 132/33kV Substation |  | 0 | 207.6 | 207.6 | 2027-04-25 | Scoping | Direct Connection | SHET | Wind Onshore | PRO-000183
a0l4L0000005ionQAA | Strathy Wood | Customer Name: RWE RENEWABLES UK ONSHORE WIND LIMITED -> RWE Renewables UK Onshore Wind Limited; Stage: 1 -> 1.0; Gate: -> NULL | CHANGED | RWE Renewables UK Onshore Wind Limited | Strathy Wood 132/33kV Substation | 1 | 0 | 54.4 | 54.4 | 2026-09-30 | Consents Approved | Direct Connection | SHET | Wind Onshore | PRO-000154-1
a0l4L0000005ionQAA | Strathy Wood | Customer Name: RWE RENEWABLES UK ONSHORE WIND LIMITED -> RWE Renewables UK Onshore Wind Limited; Stage: 1 -> 1.0; Gate: -> NULL | CHANGED | RWE Renewables UK Onshore Wind Limited | Strathy Wood 132/33kV Substation | 2 | 0 | 9.1 | 63.5 | 2026-09-30 | Consents Approved | Direct Connection | SHET | Wind Onshore | PRO-000154-2
a0l4L0000005ipUQAQ | Stronelairg | Stage: 0 -> NULL; Project Number: PRO-000184-0 -> PRO-000184; Gate: -> NULL | CHANGED | STRONELAIRG WIND FARM LIMITED | Stronelairg 132/33kV Substation |  | 227.8 | 0 | 227.8 |  | Built | Direct Connection | SHET | Wind Onshore | PRO-000184
a0l4L0000005iXOQAY | Sulgrave Solar PV | Stage: 0 -> NULL; Project Number: PRO-001572-0 -> PRO-001572; Gate: -> NULL | CHANGED | EDF ENERGY RENEWABLES LIMITED | East Claydon GSP (NGED EM) |  | 0 | 129.8 | 129.8 | 2026-10-30 | Scoping | Embedded | NGET | PV Array (Photo Voltaic/solar) | PRO-001572
a0l8e0000010wgPAAQ | Sundhope Wind Farm | Stage: 0 -> NULL; Project Number: PRO-002767-0 -> PRO-002767; Gate: -> NULL | CHANGED | Black Knowe Energy Limited | Sundhope 132kV Substation |  | 0 | 180 | 180 | 2033-05-30 | Scoping | Direct Connection | SPT | Wind Onshore | PRO-002767
a0l4L0000005ifXQAQ | Sundon Pivoted Power | Stage: 0 -> NULL; Project Number: PRO-001123-0 -> PRO-001123; Gate: -> NULL | CHANGED | PIVOTED POWER LLP | Sundon 400kV Substation |  | 49.9 | 0 | 49.9 |  | Built | Direct Connection | NGET | PV Array (Photo Voltaic/solar) | PRO-001123
a0l8e0000010x1DAAQ | Tarbuckle Hill Wind Farm | Stage: 0 -> NULL; Project Number: PRO-003045-0 -> PRO-003045; Gate: -> NULL | CHANGED | ENERGIEKONTOR UK LTD | Cairnford GSP |  | 0 | 39.6 | 39.6 | 2031-10-31 | Scoping | Embedded | SHET | Wind Onshore | PRO-003045
a0l4L0000005iNdQAI | Tarenni | Stage: 0 -> NULL; Project Number: PRO-001641-0 -> PRO-001641; Gate: -> NULL | CHANGED | TARENNI ENERGY PARK LIMITED | Rhigos 400kV Substation |  | 0 | 188 | 188 | 2030-12-31 | Scoping | Direct Connection | NGET | Wind Onshore | PRO-001641
a0l4L0000005iPbQAI | Teviot Wind Farm | Stage: 0 -> NULL; Project Number: PRO-000855-0 -> PRO-000855; Gate: -> NULL | CHANGED | TEVIOT WF LIMITED | Teviot 400/132kV Substation |  | 0 | 522.9 | 522.9 | 2033-05-30 | Scoping | Direct Connection | SPT | Wind Onshore | PRO-000855
a0lJ9000000POfgIAG | The Drum Wind Farm | Stage: 0 -> NULL; Project Number: PRO-006069-0 -> PRO-006069; Gate: -> NULL | CHANGED | WIND ESTATE (UK) LIMITED | The Drum 132KV Substation |  | 0 | 57.6 | 57.6 | 2037-10-31 | Scoping | Direct Connection | SPT | Wind Onshore | PRO-006069
a0lJ9000000PNJDIA4 | Tioram Wind Farm | Stage: 0 -> NULL; Project Number: PRO-005973-0 -> PRO-005973; Gate: -> NULL | CHANGED | Invenergy Development UK Ltd | CARRADALE 3 GSP |  | 0 | 160 | 160 | 2037-10-31 | Scoping | Direct Connection | SHET | Wind Onshore | PRO-005973
a0l4L0000005ipVQAQ | Toddleburn Wind Farm | Stage: 0 -> NULL; Project Number: PRO-000185-0 -> PRO-000185; Gate: -> NULL | CHANGED | SSE TODDLEBURN LIMITED | Toddleburn 33kV |  | 27.6 | 0 | 27.6 |  | Built | Direct Connection | SPT | Wind Onshore | PRO-000185
a0l4L0000005ixoQAA | Tomchrasky Wind Farm | Stage: 0 -> NULL; Project Number: PRO-002270-0 -> PRO-002270; Gate: -> NULL | CHANGED | E Power Limited | Tomchrasky Wind Farm 132kV Substation |  | 0 | 74.4 | 74.4 | 2029-10-31 | Scoping | Direct Connection | SHET | Wind Onshore | PRO-002270
a0l4L0000005itAQAQ | Tralorg Wind Farm | Stage: 0 -> NULL; Project Number: PRO-000357-0 -> PRO-000357; Gate: -> NULL | CHANGED | TRALORG WIND FARM LIMITED | Tralorg 33kV |  | 20 | 0 | 20 |  | Built | Direct Connection | SPT | Wind Onshore | PRO-000357
a0l4L0000005iffQAA | Troston Wind Farm | Stage: 0 -> NULL; Project Number: PRO-001115-0 -> PRO-001115; Gate: -> NULL | CHANGED | TROSTON WINDFARM LIMITED | Margree 132kV Collector Substation |  | 0 | 68 | 68 | 2029-10-31 | Awaiting Consents | Direct Connection | SPT | Wind Onshore | PRO-001115
a0l4L0000005iVvQAI | Tullo Wind Farm | Stage: 0 -> NULL; Project Number: PRO-000252-0 -> PRO-000252; Gate: -> NULL | CHANGED | TULLO WIND FARM LIMITED | Bridge of Dun GSP |  | 17 | 0 | 17 |  | Built | Embedded | SHET | Wind Onshore | PRO-000252
a0l4L0000005iWLQAY | Tullymurdoch Wind Farm | Stage: 0 -> NULL; Project Number: PRO-000313-0 -> PRO-000313; Gate: -> NULL | CHANGED | TULLYMURDOCH LIMITED | Coupar Angus GSP |  | 17.5 | 0 | 17.5 |  | Built | Embedded | SHET | Wind Onshore | PRO-000313
a0l4L0000005iZ7QAI | Twentyshilling Wind Farm | Stage: 0 -> NULL; Project Number: PRO-001365-0 -> PRO-001365; Gate: -> NULL | CHANGED | TWENTYSHILLING LIMITED | Glenglass 132/33kV |  | 37.8 | 0 | 37.8 |  | Built | Direct Connection | SPT | Wind Onshore | PRO-001365
a0l4L0000005iQqQAI | Twinshiels (Tullo 2) Wind Farm | Stage: 0 -> NULL; Project Number: PRO-000895-0 -> PRO-000895; Gate: -> NULL | CHANGED | TWINSHIELS WIND FARM LTD | Fiddes GSP |  | 25 | 0 | 25 |  | Built | Embedded | SHET | Wind Onshore | PRO-000895
a0l4L0000005izFQAQ | Twyn Hywel Cillfynydd | Stage: 0 -> NULL; Project Number: PRO-001497-0 -> PRO-001497; Gate: -> NULL | CHANGED | Twyn Hywel Energy Park Ltd | Cilfynydd 400kV Substation |  | 0 | 107.8 | 107.8 | 2027-04-01 | Scoping | Direct Connection | NGET | Wind Onshore | PRO-001497
a0l8e000001HoGMAA0 | Upper Beoch Windfarm | Stage: 0 -> NULL; Project Number: PRO-004068-0 -> PRO-004068; Gate: -> NULL | CHANGED | BROCKWELL ENERGY LIMITED | New Cumnock North 132kV Substation |  | 0 | 80 | 80 | 2033-10-31 | Scoping | Direct Connection | SPT | Wind Onshore | PRO-004068
a0l8e000000TPEZAA4 | Vale of Leven Wind Farm | Stage: 0 -> NULL; Project Number: PRO-003214-0 -> PRO-003214; Gate: -> NULL | CHANGED | Vale of Leven Wind Farm Limited | Vale of Leven 132kV substation |  | 0 | 72 | 72 | 2033-10-31 | Scoping | Direct Connection | SPT | Wind Onshore | PRO-003214
a0l4L0000005isvQAA | Viking Wind Farm | Stage: 0 -> NULL; Project Number: PRO-000338-0 -> PRO-000338; Gate: -> NULL | CHANGED | VIKING ENERGY WIND FARM LLP | Kergord GSP |  | 443 | 0 | 443 |  | Built | Direct Connection | SHET | Wind Onshore | PRO-000338
a0l4L0000005iYGQAY | Watten Wind Farm | Stage: 0 -> NULL; Project Number: PRO-001928-0 -> PRO-001928; Gate: -> NULL | CHANGED | EDF ENERGY RENEWABLES LIMITED | Mybster 3 GSP |  | 0 | 52.8 | 52.8 | 2028-06-30 | Scoping | Direct Connection | SHET | Wind Onshore | PRO-001928
a0l4L0000005imeQAA | Whitelee | Stage: 1 -> 2.0; MW Connected: 305.0 -> 0.0; MW Increase / Decrease: 0.0 -> 50.0; Project Status: Built -> Scoping; Project Number: PRO-000067-1 -> PRO-000067-2; Gate: -> NULL | CHANGED | SCOTTISHPOWER RENEWABLES (UK) LIMITED | Whitelee 275/33kV | 2 | 0 | 50 | 355 | 2031-05-02 | Scoping | Direct Connection | SPT | Wind Onshore | PRO-000067-2
a0l8e0000010wPRAAY | West Andershaw Wind Farm | Stage: 0 -> NULL; Project Number: PRO-002584-0 -> PRO-002584; Gate: -> 1.0 | CHANGED | WEST ANDERSHAW WIND FARM LIMITED | West Andershaw 132kV Substation |  | 0 | 85.8 | 85.8 | 2030-04-30 | Scoping | Direct Connection | SPT | Wind Onshore | PRO-002584 | 1
a0l8e0000012gbeAAA | West Grimsby Farm | Customer Name: ELGIN ENERGY ES CO LIMITED -> Elgin Energy Holdings Limited; Stage: 0 -> NULL; Project Number: PRO-004434-0 -> PRO-004434; Gate: -> NULL | CHANGED | Elgin Energy Holdings Limited | Grimsby West GSP |  | 0 | 150 | 150 | 2035-10-31 | Awaiting Consents | Embedded | NGET | PV Array (Photo Voltaic/solar) | PRO-004434
a0l4L0000005iT2QAI | West Torrisdale | Stage: 0 -> NULL; Project Number: PRO-000944-0 -> PRO-000944; Gate: -> NULL | CHANGED | ESB ASSET DEVELOPMENT UK LIMITED | Carradale 1 GSP |  | 0 | 50 | 50 | 2028-05-31 | Scoping | Embedded | SHET | Wind Onshore | PRO-000944
a0l4L0000005ig2QAA | Wether Hill | Stage: 0 -> NULL; Project Number: PRO-001527-0 -> PRO-001527; Gate: -> NULL | CHANGED | SCOTTISHPOWER RENEWABLES (UK) LIMITED | Wether Hill 132/33KV Substation |  | 0 | 66 | 66 | 2031-09-29 | Scoping | Direct Connection | SPT | Wind Onshore | PRO-001527
a0l4L0000005isxQAA | Whitelaw Brae Windfarm | Stage: 0 -> NULL; Project Number: PRO-000341-0 -> PRO-000341; Gate: -> NULL | CHANGED | WHITELAW BRAE WINDFARM LIMITED | Whitelaw Brae 'A' and 'B' 33kV Substations |  | 0 | 57 | 57 | 2026-07-31 | Scoping | Direct Connection | SPT | Wind Onshore | PRO-000341
a0l4L0000005imeQAA | Whitelee | Stage: 1 -> 2.0; MW Connected: 305.0 -> 0.0; MW Increase / Decrease: 0.0 -> 50.0; Project Status: Built -> Scoping; Project Number: PRO-000067-1 -> PRO-000067-2; Gate: -> NULL | CHANGED | SCOTTISHPOWER RENEWABLES (UK) LIMITED | Whitelee 275/33kV | 1 | 305 | 0 | 305 |  | Built | Direct Connection | SPT | Wind Onshore | PRO-000067-1
a0l4L0000005imeQAA | Whitelee | Stage: 1 -> 2.0; MW Connected: 305.0 -> 0.0; MW Increase / Decrease: 0.0 -> 50.0; Project Status: Built -> Scoping; Project Number: PRO-000067-1 -> PRO-000067-2; Gate: -> NULL | CHANGED | SCOTTISHPOWER RENEWABLES (UK) LIMITED | Whitelee 275/33kV | 3 | 0 | 305 | 660 | 2033-04-25 | Scoping | Direct Connection | SPT | Wind Onshore | PRO-000067-3
a0l4L0000005imeQAA | Whitelee | Stage: 1 -> 2.0; MW Connected: 305.0 -> 0.0; MW Increase / Decrease: 0.0 -> 50.0; Project Status: Built -> Scoping; Project Number: PRO-000067-1 -> PRO-000067-2; Gate: -> NULL | CHANGED | SCOTTISHPOWER RENEWABLES (UK) LIMITED | Whitelee 275/33kV | 4 | 0 | 158 | 818 | 2034-04-27 | Scoping | Direct Connection | SPT | Wind Onshore | PRO-000067-4
a0l4L0000005irLQAQ | Whiteside Hill Wind Farm | Stage: 0 -> NULL; Project Number: PRO-000267-0 -> PRO-000267; Gate: -> NULL | CHANGED | WHITESIDE HILL WINDFARM (SCOTLAND) LIMITED | Glenglass 132/33kV |  | 27 | 0 | 27 |  | Built | Direct Connection | SPT | Wind Onshore | PRO-000267
a0l4L0000005iloQAA | Windy Rig Wind Farm | Stage: 0 -> NULL; Project Number: PRO-000374-0 -> PRO-000374; Gate: -> NULL | CHANGED | WINDY RIG WIND FARM LIMITED | Blackhill 132/33kV |  | 42.8 | 0 | 42.8 |  | Built | Direct Connection | SPT | Wind Onshore | PRO-000374
a0lJ9000000POfqIAG | Windy Standard 1 Repower | Stage: 0 -> NULL; Project Number: PRO-006071-0 -> PRO-006071; Gate: -> NULL | CHANGED | FRED. OLSEN RENEWABLES LIMITED | Dun Hill 132/33kV |  | 0 | 21.9 | 21.9 | 2031-06-30 | Scoping | Direct Connection | SPT | Wind Onshore | PRO-006071
a0l4L0000005iqjQAA | Windy Standard II (Brockloch Rig) Wind Farm | Stage: 0 -> NULL; Project Number: PRO-000233-0 -> PRO-000233; Gate: -> NULL | CHANGED | BROCKLOCH RIG WINDFARM LIMITED | Dun Hill 132/33kV |  | 61.5 | 0 | 61.5 |  | Built | Direct Connection | SPT | Wind Onshore | PRO-000233
a0l4L0000005iteQAA | Windy Standard III Wind Farm | Stage: 1 -> 1.0; Gate: -> NULL | CHANGED | Windy Standard III Ltd | Dun Hill 132/33kV | 1 | 0 | 43.5 | 43.5 | 2026-06-01 | Awaiting Consents | Direct Connection | SPT | Wind Onshore | PRO-000359-1
a0l4L0000005iteQAA | Windy Standard III Wind Farm | Stage: 1 -> 1.0; Gate: -> NULL | CHANGED | Windy Standard III Ltd | Dun Hill 132/33kV | 2 | 0 | 42 | 85.5 | 2026-06-01 | Awaiting Consents | Direct Connection | SPT | Wind Onshore | PRO-000359-2
a0l4L0000005iteQAA | Windy Standard III Wind Farm | Stage: 1 -> 1.0; Gate: -> NULL | CHANGED | Windy Standard III Ltd | Dun Hill 132/33kV | 3 | 0 | 10.5 | 96 | 2026-06-01 | Awaiting Consents | Direct Connection | SPT | Wind Onshore | PRO-000359-3
a0l8e0000010x0FAAQ | Woburn Solar Farm | Stage: 0 -> NULL; Project Number: PRO-003033-0 -> PRO-003033; Gate: -> 1.0 | CHANGED | SolarThree Ltd | Dunstable 400kV Substation |  | 0 | 840 | 840 | 2031-10-31 | Scoping | Direct Connection | NGET | PV Array (Photo Voltaic/solar) | PRO-003033 | 1
a0l4L0000005ib4QAA | Y Bryn Wind Farm | Stage: 0 -> NULL; Project Number: PRO-002029-0 -> PRO-002029; Gate: -> NULL | CHANGED | Y BRYN WIND FARM LIMITED | Margam 275kV Substation |  | 0 | 151.2 | 151.2 | 2029-05-10 | Scoping | Direct Connection | NGET | Wind Onshore | PRO-002029