## Pot 3 (Offshore Wind)
TEC Register Comparison: Pot 3 (Offshore Wind)
Version A: tec-register-2025-12-13.csv | Version B: tec-register-2025-12-02.csv
SUMMARY OF PROJECT CHANGES:
Metric | Value
Projects Added (in B only) | 1
Projects Removed (in A only) | 0
Projects Changed (Field-level difference) | 83
--- | ---
Capacity Added (MW) | 3,000.00
Capacity Removed (MW) | 0.00
--- DETAILED PROJECT CHANGES (ALL LINES) ---
'ADDED' projects show data from Version B. 'REMOVED' projects show data from Version A. 'CHANGED' projects show both A and B fields.
Project ID | Change_Type | Project Name_A | Project Name_B | Customer Name_A | Customer Name_B | Connection Site_A | Connection Site_B | Stage_A | Stage_B | MW Connected_A | MW Connected_B | MW Increase / Decrease_A | MW Increase / Decrease_B | Cumulative Total Capacity (MW)_A | Cumulative Total Capacity (MW)_B | MW Effective From_A | MW Effective From_B | Project Status_A | Project Status_B | Agreement Type_A | Agreement Type_B | HOST TO_A | HOST TO_B | Plant Type_A | Plant Type_B | Project Number_A | Project Number_B | Gate_A | Gate_B
a0l8e000000TPOFAA4 | CHANGED | ARVEN OFFSHORE WIND FARM | ARVEN OFFSHORE WIND FARM | ARVEN OFFSHORE WIND FARM LIMITED | ARVEN OFFSHORE WIND FARM LIMITED | Blackhillock 400kV Substation | Blackhillock 400kV Substation |  |  | 0 | 0 | 1800 | 1800 | 1800 | 1800 | 2033-10-31 | 31/10/2033 | Scoping | Scoping | Direct Connection | Direct Connection | SHET | SHET | Wind Offshore | Wind Offshore | PRO-003288 | PRO-003288
a0l8e000001HxQ5AAK | CHANGED | Arven South Offshore Wind Farm | Arven South Offshore Wind Farm | ARVEN SOUTH LIMITED | ARVEN SOUTH LIMITED | Kergord GSP | Kergord GSP |  |  | 0 | 0 | 500 | 500 | 500 | 500 | 2033-10-31 | 31/10/2033 | Scoping | Scoping | Direct Connection | Direct Connection | SHET | SHET | Wind Offshore | Wind Offshore | PRO-004242 | PRO-004242
a0l4L0000005ij0QAA | CHANGED | Aurora Offshore Windfarm | Aurora Offshore Windfarm | AURORA FLOATING OFFSHORE WIND LIMITED | AURORA FLOATING OFFSHORE WIND LIMITED | Alverdiscott 400kV Substation | Alverdiscott 400kV Substation |  |  | 0 | 0 | 1000 | 1000 | 1000 | 1000 | 2031-10-31 | 31/10/2031 | Scoping | Scoping | Direct Connection | Direct Connection | NGET | NGET | Wind Offshore | Wind Offshore | PRO-001774 | PRO-001774
a0l4L0000005ipBQAQ | CHANGED | Awel Y Mor | Awel Y Mor | AWEL Y MOR OFFSHORE WIND FARM LIMITED | AWEL Y MOR OFFSHORE WIND FARM LIMITED | Bodelwyddan 400kV Substation | Bodelwyddan 400kV Substation | 1 | 1 | 0 | 0 | 574 | 574 | 574 | 574 | 2027-04-01 | 01/04/2027 | Scoping | Scoping | Direct Connection | Direct Connection | NGET | NGET | Wind Offshore | Wind Offshore | PRO-000529-1 | PRO-000529-1
a0l4L0000005ipBQAQ | CHANGED | Awel Y Mor | Awel Y Mor | AWEL Y MOR OFFSHORE WIND FARM LIMITED | AWEL Y MOR OFFSHORE WIND FARM LIMITED | Bodelwyddan 400kV Substation | Bodelwyddan 400kV Substation | 1 | 2 | 0 | 0 | 574 | 526 | 574 | 1100 | 2027-04-01 | 01/04/2028 | Scoping | Scoping | Direct Connection | Direct Connection | NGET | NGET | Wind Offshore | Wind Offshore | PRO-000529-1 | PRO-000529-2
a0l4L0000005ipBQAQ | CHANGED | Awel Y Mor | Awel Y Mor | AWEL Y MOR OFFSHORE WIND FARM LIMITED | AWEL Y MOR OFFSHORE WIND FARM LIMITED | Bodelwyddan 400kV Substation | Bodelwyddan 400kV Substation | 2 | 1 | 0 | 0 | 526 | 574 | 1100 | 574 | 2028-04-01 | 01/04/2027 | Scoping | Scoping | Direct Connection | Direct Connection | NGET | NGET | Wind Offshore | Wind Offshore | PRO-000529-2 | PRO-000529-1
a0l4L0000005ipBQAQ | CHANGED | Awel Y Mor | Awel Y Mor | AWEL Y MOR OFFSHORE WIND FARM LIMITED | AWEL Y MOR OFFSHORE WIND FARM LIMITED | Bodelwyddan 400kV Substation | Bodelwyddan 400kV Substation | 2 | 2 | 0 | 0 | 526 | 526 | 1100 | 1100 | 2028-04-01 | 01/04/2028 | Scoping | Scoping | Direct Connection | Direct Connection | NGET | NGET | Wind Offshore | Wind Offshore | PRO-000529-2 | PRO-000529-2
a0l4L0000005ix0QAA | CHANGED | Ayre (ex Cluaran Ear - Thuath) Offshore Wind Farm | Ayre (ex Cluaran Ear - Thuath) Offshore Wind Farm | AYRE OFFSHORE WIND FARM LIMITED | AYRE OFFSHORE WIND FARM LIMITED | Banniskirk 400kV Substation | Banniskirk 400kV Substation |  |  | 0 | 0 | 1008 | 1008 | 1008 | 1008 | 2033-10-31 | 31/10/2033 | Scoping | Scoping | Direct Connection | Direct Connection | SHET | SHET | Wind Offshore | Wind Offshore | PRO-002100 | PRO-002100
a0l4L0000005izEQAQ | CHANGED | Bellrock Offshore Wind Farm | Bellrock Offshore Wind Farm | Bellrock Offshore Wind Farm Limited | Bellrock Offshore Wind Farm Limited | Hurlie 400kV substation | Hurlie 400kV substation | 1 | 1 | 0 | 0 | 1200 | 1200 | 1200 | 1200 | 2032-10-31 | 31/10/2032 | Scoping | Scoping | Direct Connection | Direct Connection | SHET | SHET | Wind Offshore | Wind Offshore | PRO-001496-1 | PRO-001496-1
a0l4L0000005izEQAQ | CHANGED | Bellrock Offshore Wind Farm | Bellrock Offshore Wind Farm | Bellrock Offshore Wind Farm Limited | Bellrock Offshore Wind Farm Limited | Hurlie 400kV substation | Hurlie 400kV substation | 1 | 2 | 0 | 0 | 1200 | 600 | 1200 | 1800 | 2032-10-31 | 31/10/2035 | Scoping | Scoping | Direct Connection | Direct Connection | SHET | SHET | Wind Offshore | Wind Offshore | PRO-001496-1 | PRO-001496-2
a0l4L0000005izEQAQ | CHANGED | Bellrock Offshore Wind Farm | Bellrock Offshore Wind Farm | Bellrock Offshore Wind Farm Limited | Bellrock Offshore Wind Farm Limited | Hurlie 400kV substation | Hurlie 400kV substation | 2 | 1 | 0 | 0 | 600 | 1200 | 1800 | 1200 | 2035-10-31 | 31/10/2032 | Scoping | Scoping | Direct Connection | Direct Connection | SHET | SHET | Wind Offshore | Wind Offshore | PRO-001496-2 | PRO-001496-1
a0l4L0000005izEQAQ | CHANGED | Bellrock Offshore Wind Farm | Bellrock Offshore Wind Farm | Bellrock Offshore Wind Farm Limited | Bellrock Offshore Wind Farm Limited | Hurlie 400kV substation | Hurlie 400kV substation | 2 | 2 | 0 | 0 | 600 | 600 | 1800 | 1800 | 2035-10-31 | 31/10/2035 | Scoping | Scoping | Direct Connection | Direct Connection | SHET | SHET | Wind Offshore | Wind Offshore | PRO-001496-2 | PRO-001496-2
a0l8e0000010wTnAAI | CHANGED | Berwick Bank Offshore Wind Farm A | Berwick Bank Offshore Wind Farm A | BERWICK BANK A LIMITED | BERWICK BANK A LIMITED | Branxton 400/132KV Substation | Branxton 400/132KV Substation | 1 | 1 | 0 | 0 | 1150 | 1150 | 1150 | 1150 | 2028-10-31 | 31/10/2028 | Scoping | Scoping | Direct Connection | Direct Connection | SPT | SPT | Wind Offshore | Wind Offshore | PRO-002627-1 | PRO-002627-1
a0l8e0000010wTnAAI | CHANGED | Berwick Bank Offshore Wind Farm A | Berwick Bank Offshore Wind Farm A | BERWICK BANK A LIMITED | BERWICK BANK A LIMITED | Branxton 400/132KV Substation | Branxton 400/132KV Substation | 1 | 2 | 0 | 0 | 1150 | 230 | 1150 | 1380 | 2028-10-31 | 31/10/2029 | Scoping | Scoping | Direct Connection | Direct Connection | SPT | SPT | Wind Offshore | Wind Offshore | PRO-002627-1 | PRO-002627-2
a0l8e0000010wTnAAI | CHANGED | Berwick Bank Offshore Wind Farm A | Berwick Bank Offshore Wind Farm A | BERWICK BANK A LIMITED | BERWICK BANK A LIMITED | Branxton 400/132KV Substation | Branxton 400/132KV Substation | 2 | 1 | 0 | 0 | 230 | 1150 | 1380 | 1150 | 2029-10-31 | 31/10/2028 | Scoping | Scoping | Direct Connection | Direct Connection | SPT | SPT | Wind Offshore | Wind Offshore | PRO-002627-2 | PRO-002627-1
a0l8e0000010wTnAAI | CHANGED | Berwick Bank Offshore Wind Farm A | Berwick Bank Offshore Wind Farm A | BERWICK BANK A LIMITED | BERWICK BANK A LIMITED | Branxton 400/132KV Substation | Branxton 400/132KV Substation | 2 | 2 | 0 | 0 | 230 | 230 | 1380 | 1380 | 2029-10-31 | 31/10/2029 | Scoping | Scoping | Direct Connection | Direct Connection | SPT | SPT | Wind Offshore | Wind Offshore | PRO-002627-2 | PRO-002627-2
a0l8e000000snsQAAQ | CHANGED | Berwick Bank Offshore Wind Farm B | Berwick Bank Offshore Wind Farm B | Berwick Bank B Limited | Berwick Bank B Limited | Branxton 400/132KV Substation | Branxton 400/132KV Substation | 1 | 1 | 0 | 0 | 1150 | 1150 | 1150 | 1150 | 2029-10-31 | 31/10/2029 | Scoping | Scoping | Direct Connection | Direct Connection | SPT | SPT | Wind Offshore | Wind Offshore | PRO-002628-1 | PRO-002628-1
a0l8e000000snsQAAQ | CHANGED | Berwick Bank Offshore Wind Farm B | Berwick Bank Offshore Wind Farm B | Berwick Bank B Limited | Berwick Bank B Limited | Branxton 400/132KV Substation | Branxton 400/132KV Substation | 1 | 2 | 0 | 0 | 1150 | 230 | 1150 | 1380 | 2029-10-31 | 30/06/2031 | Scoping | Scoping | Direct Connection | Direct Connection | SPT | SPT | Wind Offshore | Wind Offshore | PRO-002628-1 | PRO-002628-2
a0l8e000000snsQAAQ | CHANGED | Berwick Bank Offshore Wind Farm B | Berwick Bank Offshore Wind Farm B | Berwick Bank B Limited | Berwick Bank B Limited | Branxton 400/132KV Substation | Branxton 400/132KV Substation | 2 | 1 | 0 | 0 | 230 | 1150 | 1380 | 1150 | 2031-06-30 | 31/10/2029 | Scoping | Scoping | Direct Connection | Direct Connection | SPT | SPT | Wind Offshore | Wind Offshore | PRO-002628-2 | PRO-002628-1
a0l8e000000snsQAAQ | CHANGED | Berwick Bank Offshore Wind Farm B | Berwick Bank Offshore Wind Farm B | Berwick Bank B Limited | Berwick Bank B Limited | Branxton 400/132KV Substation | Branxton 400/132KV Substation | 2 | 2 | 0 | 0 | 230 | 230 | 1380 | 1380 | 2031-06-30 | 30/06/2031 | Scoping | Scoping | Direct Connection | Direct Connection | SPT | SPT | Wind Offshore | Wind Offshore | PRO-002628-2 | PRO-002628-2
a0l4L0000005io7QAA | CHANGED | Berwick Bank Offshore Wind Farm C | Berwick Bank Offshore Wind Farm C | BERWICK BANK C LIMITED | BERWICK BANK C LIMITED | Blyth 400kV Substation | Blyth 400kV Substation |  |  | 0 | 0 | 1800 | 1800 | 1800 | 1800 | 2029-11-30 | 30/11/2029 | Scoping | Scoping | Direct Connection | Direct Connection | NGET | NGET | Wind Offshore | Wind Offshore | PRO-000513 | PRO-000513
a0l4L0000005idoQAA | CHANGED | Bowdun (ex Cluaran Deas Ear) Offshore Wind Farm | Bowdun (ex Cluaran Deas Ear) Offshore Wind Farm | BOWDUN OFFSHORE WIND FARM LIMITED | BOWDUN OFFSHORE WIND FARM LIMITED | Hurlie 400kV substation | Hurlie 400kV substation |  |  | 0 | 0 | 1008 | 1008 | 1008 | 1008 | 2035-12-31 | 31/12/2035 | Scoping | Scoping | Direct Connection | Direct Connection | SHET | SHET | Wind Offshore | Wind Offshore | PRO-002091 | PRO-002091
a0l4L0000005itdQAA | CHANGED | Broadshore Offshore Wind Farm | Broadshore Offshore Wind Farm | Broadshore Offshore Wind Farm Limited | Broadshore Offshore Wind Farm Limited | Longside 400kV Substation | Longside 400kV Substation |  |  | 0 | 0 | 900 | 900 | 900 | 900 | 2033-10-31 | 31/10/2033 | Scoping | Scoping | Direct Connection | Direct Connection | SHET | SHET | Wind Offshore | Wind Offshore | PRO-002171 | PRO-002171
a0l4L0000005izLQAQ | CHANGED | Buchan 01 Offshore Wind Farm | Buchan 01 Offshore Wind Farm | BUCHAN OFFSHORE WIND LIMITED | BUCHAN OFFSHORE WIND LIMITED | Buchan 01 275/66kV Substation | Buchan 01 275/66kV Substation |  |  | 0 | 0 | 960 | 960 | 960 | 960 | 2033-10-31 | 31/10/2033 | Scoping | Scoping | Direct Connection | Direct Connection | SHET | SHET | Wind Offshore | Wind Offshore | PRO-001528 | PRO-001528
a0l4L0000005ia5QAA | CHANGED | Celtic 2 Offshore Wind Farm | Celtic 2 Offshore Wind Farm | RWE Renewables UK Limited | RWE Renewables UK Limited | Alverdiscott 400kV Substation | Alverdiscott 400kV Substation |  |  | 0 | 0 | 1000 | 1000 | 1000 | 1000 | 2031-10-31 | 31/10/2031 | Scoping | Scoping | Direct Connection | Direct Connection | NGET | NGET | Wind Offshore | Wind Offshore | PRO-002007 | PRO-002007
a0l4L0000005ihkQAA | CHANGED | Celtic Offshore Wind Farm | Celtic Offshore Wind Farm | RWE Renewables UK Limited | RWE Renewables UK Limited | Alverdiscott 400kV Substation | Alverdiscott 400kV Substation |  |  | 0 | 0 | 400 | 400 | 400 | 400 | 2031-10-31 | 31/10/2031 | Scoping | Scoping | Direct Connection | Direct Connection | NGET | NGET | Wind Offshore | Wind Offshore | PRO-001760 | PRO-001760
a0l4L0000005iurQAA | CHANGED | Celtic Sea Offshore Wind Farm (ESB) | Celtic Sea Offshore Wind Farm (ESB) | ESB ASSET DEVELOPMENT UK LIMITED | ESB ASSET DEVELOPMENT UK LIMITED | Alverdiscott 400kV Substation | Alverdiscott 400kV Substation |  |  | 0 | 0 | 1000 | 1000 | 1000 | 1000 | 2031-10-31 | 31/10/2031 | Scoping | Scoping | Direct Connection | Direct Connection | NGET | NGET | Wind Offshore | Wind Offshore | PRO-002219 | PRO-002219
a0l4L0000005iyQQAQ | CHANGED | Cormoran Offshore Wind Farm | Cormoran Offshore Wind Farm | South West Wind Holdco Limited | South West Wind Holdco Limited | Alverdiscott 400kV Substation | Alverdiscott 400kV Substation |  |  | 0 | 0 | 1008 | 1008 | 1008 | 1008 | 2036-12-06 | 06/12/2036 | Scoping | Scoping | Direct Connection | Direct Connection | NGET | NGET | Wind Offshore | Wind Offshore | PRO-002390 | PRO-002390
a0l4L0000005idWQAQ | CHANGED | Dogger Bank D Offshore Wind Farm | Dogger Bank D Offshore Wind Farm | Doggerbank Offshore Wind Farm Project 4 Projco Limited | Doggerbank Offshore Wind Farm Project 4 Projco Limited | Birkhill Wood 400kV Substation | Birkhill Wood 400kV Substation |  |  | 0 | 0 | 1450 | 1450 | 1450 | 1450 | 2031-10-31 | 31/10/2031 | Scoping | Scoping | Direct Connection | Direct Connection | NGET | NGET | Wind Offshore | Wind Offshore | PRO-001675 | PRO-001675
a0l4L0000005imRQAQ | CHANGED | Dogger Bank Project C | Dogger Bank Project C | DOGGERBANK OFFSHORE WIND FARM PROJECT 3 PROJCO LIMITED | DOGGERBANK OFFSHORE WIND FARM PROJECT 3 PROJCO LIMITED | Teeside Connection Node A 132kV Substation | Teeside Connection Node A 132kV Substation |  |  | 0 | 0 | 1200 | 1200 | 1200 | 1200 | 2025-04-01 | 01/04/2025 | Consents Approved | Consents Approved | Direct Connection | Direct Connection | NGET | NGET | Wind Offshore | Wind Offshore | PRO-000409 | PRO-000409
a0l4L0000005iZFQAY | CHANGED | Dogger Bank South East | Dogger Bank South East | RWE Renewables UK Dogger Bank South (East) Limited | RWE Renewables UK Dogger Bank South (East) Limited | Birkhill Wood 400kV Substation | Birkhill Wood 400kV Substation | 1 | 1 | 0 | 0 | 400 | 400 | 400 | 400 | 2030-10-30 | 30/10/2030 | Scoping | Scoping | Direct Connection | Direct Connection | NGET | NGET | Wind Offshore | Wind Offshore | PRO-001375-1 | PRO-001375-1
a0l4L0000005iZFQAY | CHANGED | Dogger Bank South East | Dogger Bank South East | RWE Renewables UK Dogger Bank South (East) Limited | RWE Renewables UK Dogger Bank South (East) Limited | Birkhill Wood 400kV Substation | Birkhill Wood 400kV Substation | 1 | 2 | 0 | 0 | 400 | 1050 | 400 | 1450 | 2030-10-30 | 30/11/2031 | Scoping | Scoping | Direct Connection | Direct Connection | NGET | NGET | Wind Offshore | Wind Offshore | PRO-001375-1 | PRO-001375-2
a0l4L0000005iZFQAY | CHANGED | Dogger Bank South East | Dogger Bank South East | RWE Renewables UK Dogger Bank South (East) Limited | RWE Renewables UK Dogger Bank South (East) Limited | Birkhill Wood 400kV Substation | Birkhill Wood 400kV Substation | 2 | 1 | 0 | 0 | 1050 | 400 | 1450 | 400 | 2031-11-30 | 30/10/2030 | Scoping | Scoping | Direct Connection | Direct Connection | NGET | NGET | Wind Offshore | Wind Offshore | PRO-001375-2 | PRO-001375-1
a0l4L0000005iZFQAY | CHANGED | Dogger Bank South East | Dogger Bank South East | RWE Renewables UK Dogger Bank South (East) Limited | RWE Renewables UK Dogger Bank South (East) Limited | Birkhill Wood 400kV Substation | Birkhill Wood 400kV Substation | 2 | 2 | 0 | 0 | 1050 | 1050 | 1450 | 1450 | 2031-11-30 | 30/11/2031 | Scoping | Scoping | Direct Connection | Direct Connection | NGET | NGET | Wind Offshore | Wind Offshore | PRO-001375-2 | PRO-001375-2
a0l4L0000005iZnQAI | CHANGED | Dogger Bank South West | Dogger Bank South West | RWE RENEWABLES UK DOGGER BANK SOUTH (WEST) LIMITED | RWE RENEWABLES UK DOGGER BANK SOUTH (WEST) LIMITED | Birkhill Wood 400kV Substation | Birkhill Wood 400kV Substation | 1 | 1 | 0 | 0 | 400 | 400 | 400 | 400 | 2030-10-30 | 30/10/2030 | Scoping | Scoping | Direct Connection | Direct Connection | NGET | NGET | Wind Offshore | Wind Offshore | PRO-001386-1 | PRO-001386-1
a0l4L0000005iZnQAI | CHANGED | Dogger Bank South West | Dogger Bank South West | RWE RENEWABLES UK DOGGER BANK SOUTH (WEST) LIMITED | RWE RENEWABLES UK DOGGER BANK SOUTH (WEST) LIMITED | Birkhill Wood 400kV Substation | Birkhill Wood 400kV Substation | 1 | 2 | 0 | 0 | 400 | 1050 | 400 | 1450 | 2030-10-30 | 30/11/2031 | Scoping | Scoping | Direct Connection | Direct Connection | NGET | NGET | Wind Offshore | Wind Offshore | PRO-001386-1 | PRO-001386-2
a0l4L0000005iZnQAI | CHANGED | Dogger Bank South West | Dogger Bank South West | RWE RENEWABLES UK DOGGER BANK SOUTH (WEST) LIMITED | RWE RENEWABLES UK DOGGER BANK SOUTH (WEST) LIMITED | Birkhill Wood 400kV Substation | Birkhill Wood 400kV Substation | 2 | 1 | 0 | 0 | 1050 | 400 | 1450 | 400 | 2031-11-30 | 30/10/2030 | Scoping | Scoping | Direct Connection | Direct Connection | NGET | NGET | Wind Offshore | Wind Offshore | PRO-001386-2 | PRO-001386-1
a0l4L0000005iZnQAI | CHANGED | Dogger Bank South West | Dogger Bank South West | RWE RENEWABLES UK DOGGER BANK SOUTH (WEST) LIMITED | RWE RENEWABLES UK DOGGER BANK SOUTH (WEST) LIMITED | Birkhill Wood 400kV Substation | Birkhill Wood 400kV Substation | 2 | 2 | 0 | 0 | 1050 | 1050 | 1450 | 1450 | 2031-11-30 | 30/11/2031 | Scoping | Scoping | Direct Connection | Direct Connection | NGET | NGET | Wind Offshore | Wind Offshore | PRO-001386-2 | PRO-001386-2
a0l4L0000005irOQAQ | CHANGED | East Anglia Three | East Anglia Three | EAST ANGLIA THREE LIMITED | EAST ANGLIA THREE LIMITED | East Anglia Project Three Offshore Platform | East Anglia Project Three Offshore Platform | 1 | 1 | 0 | 0 | 1200 | 1200 | 1200 | 1200 | 2026-01-31 | 31/01/2026 | Consents Approved | Consents Approved | Direct Connection | Direct Connection | NGET | NGET | Wind Offshore | Wind Offshore | PRO-000270-1 | PRO-000270-1
a0l4L0000005irOQAQ | CHANGED | East Anglia Three | East Anglia Three | EAST ANGLIA THREE LIMITED | EAST ANGLIA THREE LIMITED | East Anglia Project Three Offshore Platform | East Anglia Project Three Offshore Platform | 1 | 2 | 0 | 0 | 1200 | 100 | 1200 | 1300 | 2026-01-31 | 31/12/2028 | Consents Approved | Consents Approved | Direct Connection | Direct Connection | NGET | NGET | Wind Offshore | Wind Offshore | PRO-000270-1 | PRO-000270-2
a0l4L0000005irNQAQ | CHANGED | East Anglia One North | East Anglia One North | EAST ANGLIA ONE NORTH LIMITED | EAST ANGLIA ONE NORTH LIMITED | Friston 400kV Substation | Friston 400kV Substation | 1 | 1 | 0 | 0 | 860 | 860 | 860 | 860 | 2029-10-30 | 30/10/2029 | Awaiting Consents | Awaiting Consents | Direct Connection | Direct Connection | NGET | NGET | Wind Offshore | Wind Offshore | PRO-000269-1 | PRO-000269-1
a0l4L0000005irNQAQ | CHANGED | East Anglia One North | East Anglia One North | EAST ANGLIA ONE NORTH LIMITED | EAST ANGLIA ONE NORTH LIMITED | Friston 400kV Substation | Friston 400kV Substation | 1 | 2 | 0 | 0 | 860 | 20 | 860 | 880 | 2029-10-30 | 31/10/2034 | Awaiting Consents | Awaiting Consents | Direct Connection | Direct Connection | NGET | NGET | Wind Offshore | Wind Offshore | PRO-000269-1 | PRO-000269-2
a0l4L0000005irNQAQ | CHANGED | East Anglia One North | East Anglia One North | EAST ANGLIA ONE NORTH LIMITED | EAST ANGLIA ONE NORTH LIMITED | Friston 400kV Substation | Friston 400kV Substation | 2 | 1 | 0 | 0 | 20 | 860 | 880 | 860 | 2034-10-31 | 30/10/2029 | Awaiting Consents | Awaiting Consents | Direct Connection | Direct Connection | NGET | NGET | Wind Offshore | Wind Offshore | PRO-000269-2 | PRO-000269-1
a0l4L0000005irNQAQ | CHANGED | East Anglia One North | East Anglia One North | EAST ANGLIA ONE NORTH LIMITED | EAST ANGLIA ONE NORTH LIMITED | Friston 400kV Substation | Friston 400kV Substation | 2 | 2 | 0 | 0 | 20 | 20 | 880 | 880 | 2034-10-31 | 31/10/2034 | Awaiting Consents | Awaiting Consents | Direct Connection | Direct Connection | NGET | NGET | Wind Offshore | Wind Offshore | PRO-000269-2 | PRO-000269-2
a0l4L0000005irOQAQ | CHANGED | East Anglia Three | East Anglia Three | EAST ANGLIA THREE LIMITED | EAST ANGLIA THREE LIMITED | East Anglia Project Three Offshore Platform | East Anglia Project Three Offshore Platform | 2 | 1 | 0 | 0 | 100 | 1200 | 1300 | 1200 | 2028-12-31 | 31/01/2026 | Consents Approved | Consents Approved | Direct Connection | Direct Connection | NGET | NGET | Wind Offshore | Wind Offshore | PRO-000270-2 | PRO-000270-1
a0l4L0000005irOQAQ | CHANGED | East Anglia Three | East Anglia Three | EAST ANGLIA THREE LIMITED | EAST ANGLIA THREE LIMITED | East Anglia Project Three Offshore Platform | East Anglia Project Three Offshore Platform | 2 | 2 | 0 | 0 | 100 | 100 | 1300 | 1300 | 2028-12-31 | 31/12/2028 | Consents Approved | Consents Approved | Direct Connection | Direct Connection | NGET | NGET | Wind Offshore | Wind Offshore | PRO-000270-2 | PRO-000270-2
a0l4L0000005ioHQAQ | CHANGED | East Anglia Two | East Anglia Two | EAST ANGLIA TWO LIMITED | EAST ANGLIA TWO LIMITED | EA2A and EA2B 275/66kV Offshore Platform | EA2A and EA2B 275/66kV Offshore Platform | 1 | 1 | 0 | 0 | 860 | 860 | 860 | 860 | 2028-03-31 | 31/03/2028 | Awaiting Consents | Awaiting Consents | Direct Connection | Direct Connection | NGET | NGET | Wind Offshore | Wind Offshore | PRO-000134-1 | PRO-000134-1
a0l4L0000005ioHQAQ | CHANGED | East Anglia Two | East Anglia Two | EAST ANGLIA TWO LIMITED | EAST ANGLIA TWO LIMITED | EA2A and EA2B 275/66kV Offshore Platform | EA2A and EA2B 275/66kV Offshore Platform | 1 | 2 | 0 | 0 | 860 | 20 | 860 | 880 | 2028-03-31 | 31/12/2030 | Awaiting Consents | Awaiting Consents | Direct Connection | Direct Connection | NGET | NGET | Wind Offshore | Wind Offshore | PRO-000134-1 | PRO-000134-2
a0l4L0000005ioHQAQ | CHANGED | East Anglia Two | East Anglia Two | EAST ANGLIA TWO LIMITED | EAST ANGLIA TWO LIMITED | EA2A and EA2B 275/66kV Offshore Platform | EA2A and EA2B 275/66kV Offshore Platform | 2 | 1 | 0 | 0 | 20 | 860 | 880 | 860 | 2030-12-31 | 31/03/2028 | Awaiting Consents | Awaiting Consents | Direct Connection | Direct Connection | NGET | NGET | Wind Offshore | Wind Offshore | PRO-000134-2 | PRO-000134-1
a0l4L0000005ioHQAQ | CHANGED | East Anglia Two | East Anglia Two | EAST ANGLIA TWO LIMITED | EAST ANGLIA TWO LIMITED | EA2A and EA2B 275/66kV Offshore Platform | EA2A and EA2B 275/66kV Offshore Platform | 2 | 2 | 0 | 0 | 20 | 20 | 880 | 880 | 2030-12-31 | 31/12/2030 | Awaiting Consents | Awaiting Consents | Direct Connection | Direct Connection | NGET | NGET | Wind Offshore | Wind Offshore | PRO-000134-2 | PRO-000134-2
a0l4L0000005inxQAA | CHANGED | Erebus | Erebus | Blue Gem Wind Limited | Blue Gem Wind Limited | Pembroke 132kV Substation | Pembroke 132kV Substation |  |  | 0 | 0 | 95.25 | 95.25 | 95.25 | 95.25 | 2028-07-26 | 26/07/2028 | Scoping | Scoping | Direct Connection | Direct Connection | NGET | NGET | Wind Offshore | Wind Offshore | PRO-000471 | PRO-000471
a0l8e000000f8QCAAY | CHANGED | Equinor Celtic Sea 1 | Equinor Celtic Sea 1 | EQUINOR NEW ENERGY LIMITED | EQUINOR NEW ENERGY LIMITED | Alverdiscott 400kV Substation | Alverdiscott 400kV Substation |  |  | 0 | 0 | 1000 | 1000 | 1000 | 1000 | 2036-12-06 | 06/12/2036 | Scoping | Scoping | Direct Connection | Direct Connection | NGET | NGET | Wind Offshore | Wind Offshore | PRO-004037 | PRO-004037
a0l8e000000f8QHAAY | CHANGED | Equinor Celtic Sea 2 | Equinor Celtic Sea 2 | EQUINOR NEW ENERGY LIMITED | EQUINOR NEW ENERGY LIMITED | Alverdiscott 400kV Substation | Alverdiscott 400kV Substation |  |  | 0 | 0 | 1000 | 1000 | 1000 | 1000 | 2036-12-06 | 06/12/2036 | Scoping | Scoping | Direct Connection | Direct Connection | NGET | NGET | Wind Offshore | Wind Offshore | PRO-004038 | PRO-004038
a0l4L0000005izvQAA | CHANGED | Five Estuaries Offshore Wind Farm | Five Estuaries Offshore Wind Farm | FIVE ESTUARIES OFFSHORE WIND FARM LIMITED | FIVE ESTUARIES OFFSHORE WIND FARM LIMITED | Five Estuaries 220/66 kV Offshore Substation | Five Estuaries 220/66 kV Offshore Substation |  |  | 0 | 0 | 1080 | 1080 | 1080 | 1080 | 2030-10-31 | 31/10/2030 | Scoping | Scoping | Direct Connection | Direct Connection | NGET | NGET | Wind Offshore | Wind Offshore | PRO-000450 | PRO-000450
a0l8e0000010wdVAAQ | CHANGED | Gallos | Gallos | Corio Generation Limited | Corio Generation Limited | Alverdiscott 400kV Substation | Alverdiscott 400kV Substation |  |  | 0 | 0 | 2000 | 2000 | 2000 | 2000 | 2036-12-06 | 06/12/2036 | Scoping | Scoping | Direct Connection | Direct Connection | NGET | NGET | Wind Offshore | Wind Offshore | PRO-002734 | PRO-002734
a0l4L0000005izbQAA | CHANGED | GT R4 Wind Farm | GT R4 Wind Farm | GT R4 LIMITED | GT R4 LIMITED | Weston Marsh 400kV Substation | Weston Marsh 400kV Substation |  |  | 0 | 0 | 1500 | 1500 | 1500 | 1500 | 2030-11-30 | 30/11/2030 | Scoping | Scoping | Direct Connection | Direct Connection | NGET | NGET | Wind Offshore | Wind Offshore | PRO-000563 | PRO-000563
a0l4L0000005iiyQAA | CHANGED | Gwynt Glas Offshore Wind Farm | Gwynt Glas Offshore Wind Farm | GWYNT GLAS OFFSHORE WIND FARM LIMITED | GWYNT GLAS OFFSHORE WIND FARM LIMITED | Alverdiscott 400kV Substation | Alverdiscott 400kV Substation |  |  | 0 | 0 | 300 | 300 | 300 | 300 | 2031-10-31 | 31/10/2031 | Scoping | Scoping | Direct Connection | Direct Connection | NGET | NGET | Wind Offshore | Wind Offshore | PRO-001772 | PRO-001772
a0l4L0000005j1NQAQ | CHANGED | Gwynt Glas Offshore Wind Farm 2 | Gwynt Glas Offshore Wind Farm 2 | GWYNT GLAS OFFSHORE WIND FARM LIMITED | GWYNT GLAS OFFSHORE WIND FARM LIMITED | Alverdiscott 400kV Substation | Alverdiscott 400kV Substation |  |  | 0 | 0 | 1000 | 1000 | 1000 | 1000 | 2036-12-06 | 06/12/2036 | Scoping | Scoping | Direct Connection | Direct Connection | NGET | NGET | Wind Offshore | Wind Offshore | PRO-002480 | PRO-002480
a0l4L0000005iNUQAY | CHANGED | Havbredey | Havbredey | HAVBREDEY LIMITED | HAVBREDEY LIMITED | New Dounreay 400kV substation | New Dounreay 400kV substation |  |  | 0 | 0 | 1500 | 1500 | 1500 | 1500 | 2033-10-31 | 31/10/2033 | Scoping | Scoping | Direct Connection | Direct Connection | SHET | SHET | Wind Offshore | Wind Offshore | PRO-001628 | PRO-001628
a0l4L0000005in6QAA | CHANGED | Hornsea Power Station 4 | Hornsea Power Station 4 | ORSTED HORNSEA PROJECT FOUR LIMITED | ORSTED HORNSEA PROJECT FOUR LIMITED | Creyke Beck 400kV Substation | Creyke Beck 400kV Substation | 1 | 1 | 0 | 0 | 1500 | 1500 | 1500 | 1500 | 2028-10-30 | 30/10/2028 | Scoping | Scoping | Direct Connection | Direct Connection | NGET | NGET | Wind Offshore | Wind Offshore | PRO-000435-1 | PRO-000435-1
a0l4L0000005in6QAA | CHANGED | Hornsea Power Station 4 | Hornsea Power Station 4 | ORSTED HORNSEA PROJECT FOUR LIMITED | ORSTED HORNSEA PROJECT FOUR LIMITED | Creyke Beck 400kV Substation | Creyke Beck 400kV Substation | 1 | 2 | 0 | 0 | 1500 | 1100 | 1500 | 2600 | 2028-10-30 | 31/10/2029 | Scoping | Scoping | Direct Connection | Direct Connection | NGET | NGET | Wind Offshore | Wind Offshore | PRO-000435-1 | PRO-000435-2
a0l4L0000005in6QAA | CHANGED | Hornsea Power Station 4 | Hornsea Power Station 4 | ORSTED HORNSEA PROJECT FOUR LIMITED | ORSTED HORNSEA PROJECT FOUR LIMITED | Creyke Beck 400kV Substation | Creyke Beck 400kV Substation | 2 | 1 | 0 | 0 | 1100 | 1500 | 2600 | 1500 | 2029-10-31 | 30/10/2028 | Scoping | Scoping | Direct Connection | Direct Connection | NGET | NGET | Wind Offshore | Wind Offshore | PRO-000435-2 | PRO-000435-1
a0l4L0000005in6QAA | CHANGED | Hornsea Power Station 4 | Hornsea Power Station 4 | ORSTED HORNSEA PROJECT FOUR LIMITED | ORSTED HORNSEA PROJECT FOUR LIMITED | Creyke Beck 400kV Substation | Creyke Beck 400kV Substation | 2 | 2 | 0 | 0 | 1100 | 1100 | 2600 | 2600 | 2029-10-31 | 31/10/2029 | Scoping | Scoping | Direct Connection | Direct Connection | NGET | NGET | Wind Offshore | Wind Offshore | PRO-000435-2 | PRO-000435-2
a0l4L0000005iwTQAQ | CHANGED | Icewind Blyth | Icewind Blyth | KARI ENERGY LIMITED | KARI ENERGY LIMITED | Blyth 400kV Substation | Blyth 400kV Substation |  |  | 0 | 0 | 1000 | 1000 | 1000 | 1000 | 2031-10-31 | 31/10/2031 | Scoping | Scoping | Direct Connection | Direct Connection | NGET | NGET | Wind Offshore | Wind Offshore | PRO-001717 | PRO-001717
a0l4L0000005igIQAQ | CHANGED | Icewind Connah's Quay | Icewind Connah's Quay | KARI ENERGY LIMITED | KARI ENERGY LIMITED | Connah's Quay 400kV Substation | Connah's Quay 400kV Substation |  |  | 0 | 0 | 1000 | 1000 | 1000 | 1000 | 2033-11-01 | 01/11/2033 | Scoping | Scoping | Direct Connection | Direct Connection | NGET | NGET | Wind Offshore | Wind Offshore | PRO-001719 | PRO-001719
a0l4L0000005igHQAQ | CHANGED | Icewind Hawthorn Pit | Icewind Hawthorn Pit | KARI ENERGY LIMITED | KARI ENERGY LIMITED | Hawthorn Pit 400kV Substation | Hawthorn Pit 400kV Substation |  |  | 0 | 0 | 1000 | 1000 | 1000 | 1000 | 2031-10-31 | 31/10/2031 | Scoping | Scoping | Direct Connection | Direct Connection | NGET | NGET | Wind Offshore | Wind Offshore | PRO-001718 | PRO-001718
a0l4L0000005it3QAA | CHANGED | Inch Cape Offshore Wind Farm Platform 1 | Inch Cape Offshore Wind Farm Platform 1 | INCH CAPE OFFSHORE LIMITED | INCH CAPE OFFSHORE LIMITED | Cockenzie 400/275kV | Cockenzie 400/275kV |  |  | 0 | 0 | 540 | 540 | 540 | 540 | 2026-02-21 | 21/02/2026 | Consents Approved | Consents Approved | Direct Connection | Direct Connection | SPT | SPT | Wind Offshore | Wind Offshore | PRO-000348 | PRO-000348
a0l4L0000005it4QAA | CHANGED | Inch Cape Offshore Wind Farm Platform 2 | Inch Cape Offshore Wind Farm Platform 2 | INCH CAPE OFFSHORE LIMITED | INCH CAPE OFFSHORE LIMITED | Cockenzie 400/275kV | Cockenzie 400/275kV |  |  | 0 | 0 | 540 | 540 | 540 | 540 | 2026-02-21 | 21/02/2026 | Consents Approved | Consents Approved | Direct Connection | Direct Connection | SPT | SPT | Wind Offshore | Wind Offshore | PRO-000349 | PRO-000349
a0l8e0000012hnbAAA | CHANGED | INTOG 2 | INTOG 2 | CERULEAN WINDS LIMITED | CERULEAN WINDS LIMITED | Thorntonloch 400kV Substation | Thorntonloch 400kV Substation |  |  | 0 | 0 | 1400 | 1400 | 1400 | 1400 | 2032-06-30 | 30/06/2032 | Scoping | Scoping | Direct Connection | Direct Connection | SPT | SPT | Wind Offshore | Wind Offshore | PRO-004514 | PRO-004514
a0l8e000000ex1KAAQ | CHANGED | Isle of Man Offshore Wind Farm | Isle of Man Offshore Wind Farm | Mooir Vannin Offshore Wind Farm Limited | Mooir Vannin Offshore Wind Farm Limited | Penwortham 400kV Substation | Penwortham 400kV Substation |  |  | 0 | 0 | 1320 | 1320 | 1320 | 1320 | 2037-10-30 | 30/10/2037 | Scoping | Scoping | Direct Connection | Direct Connection | NGET | NGET | Wind Offshore | Wind Offshore | PRO-003698 | PRO-003698
a0l4L0000005iZNQAY | CHANGED | Llŷr Floating Wind | Llŷr Floating Wind | Llŷr Floating Wind Limited | Llŷr Floating Wind Limited | Pembroke 400kV Substation | Pembroke 400kV Substation |  |  | 0 | 0 | 200 | 200 | 200 | 200 | 2028-10-31 | 31/10/2028 | Scoping | Scoping | Direct Connection | Direct Connection | NGET | NGET | Wind Offshore | Wind Offshore | PRO-001981 | PRO-001981
a0l4L0000005iySQAQ | CHANGED | Llywelyn Extension Offshore Wind Farm | Llywelyn Extension Offshore Wind Farm | Renantis UK Limited | Renantis UK Limited | Pembroke 400kV Substation | Pembroke 400kV Substation |  |  | 0 | 0 | 1000 | 1000 | 1000 | 1000 | 2036-12-06 | 06/12/2036 | Scoping | Scoping | Direct Connection | Direct Connection | NGET | NGET | Wind Offshore | Wind Offshore | PRO-002406 | PRO-002406
a0l4L0000005idPQAQ | CHANGED | Llywelyn Floating Offshore Wind Farm | Llywelyn Floating Offshore Wind Farm | Renantis UK Limited | Renantis UK Limited | Pembroke 400kV Substation | Pembroke 400kV Substation |  |  | 0 | 0 | 300 | 300 | 300 | 300 | 2029-03-31 | 31/03/2029 | Scoping | Scoping | Direct Connection | Direct Connection | NGET | NGET | Wind Offshore | Wind Offshore | PRO-001668 | PRO-001668
a0l4L0000005iZsQAI | CHANGED | Machair Offshore Wind Farm | Machair Offshore Wind Farm | SCOTTISHPOWER RENEWABLES (UK) LIMITED | SCOTTISHPOWER RENEWABLES (UK) LIMITED | Machair 275/66kV Offshore Substation | Machair 275/66kV Offshore Substation |  |  | 0 | 0 | 2000 | 2000 | 2000 | 2000 | 2033-09-16 | 16/09/2033 | Scoping | Scoping | Direct Connection | Direct Connection | SPT | SPT | Wind Offshore | Wind Offshore | PRO-001392 | PRO-001392
a0l4L0000005iisQAA | CHANGED | Magwind | Magwind | MAGNORA OFFSHORE WIND N3 LIMITED | MAGNORA OFFSHORE WIND N3 LIMITED | Talisk Offshore Wind Farm | Talisk Offshore Wind Farm |  |  | 0 | 0 | 495 | 495 | 495 | 495 | 2033-10-31 | 31/10/2033 | Scoping | Scoping | Direct Connection | Direct Connection | SHET | SHET | Wind Offshore | Wind Offshore | PRO-001766 | PRO-001766
a0l4L0000005ivOQAQ | CHANGED | Mererid Offshore Wind Farm | Mererid Offshore Wind Farm | South West Wind Holdco Limited | South West Wind Holdco Limited | Alverdiscott 400kV Substation | Alverdiscott 400kV Substation |  |  | 0 | 0 | 1008 | 1008 | 1008 | 1008 | 2036-12-06 | 06/12/2036 | Scoping | Scoping | Direct Connection | Direct Connection | NGET | NGET | Wind Offshore | Wind Offshore | PRO-002391 | PRO-002391
a0l4L0000005iZbQAI | CHANGED | Merlin 2 Offshore Windfarm | Merlin 2 Offshore Windfarm | OFFSHORE WIND LIMITED | OFFSHORE WIND LIMITED | Alverdiscott 400kV Substation | Alverdiscott 400kV Substation |  |  | 0 | 0 | 1500 | 1500 | 1500 | 1500 | 2031-10-31 | 31/10/2031 | Scoping | Scoping | Direct Connection | Direct Connection | NGET | NGET | Wind Offshore | Wind Offshore | PRO-001997 | PRO-001997 | 1
a0l4L0000005ihVQAQ | CHANGED | Merlin Offshore Wind Farm | Merlin Offshore Wind Farm | OFFSHORE WIND LIMITED | OFFSHORE WIND LIMITED | Alverdiscott 400kV Substation | Alverdiscott 400kV Substation |  |  | 0 | 0 | 300 | 300 | 300 | 300 | 2028-11-01 | 01/11/2028 | Scoping | Scoping | Direct Connection | Direct Connection | NGET | NGET | Wind Offshore | Wind Offshore | PRO-001728 | PRO-001728 | 1
a0l4L0000005iZrQAI | CHANGED | Mona Offshore Wind Farm | Mona Offshore Wind Farm | Mona Offshore Wind Limited | Mona Offshore Wind Limited | Bodelwyddan 400kV Substation | Bodelwyddan 400kV Substation |  |  | 0 | 0 | 1500 | 1500 | 1500 | 1500 | 2029-10-31 | 31/10/2029 | Scoping | Scoping | Direct Connection | Direct Connection | NGET | NGET | Wind Offshore | Wind Offshore | PRO-001391 | PRO-001391
a0l4L0000005ibwQAA | CHANGED | Morecambe Offshore Wind Farm | Morecambe Offshore Wind Farm | MORECAMBE OFFSHORE WINDFARM LTD | MORECAMBE OFFSHORE WINDFARM LTD | Penwortham 400kV Substation | Penwortham 400kV Substation |  |  | 0 | 0 | 480 | 480 | 480 | 480 | 2029-06-30 | 30/06/2029 | Scoping | Scoping | Direct Connection | Direct Connection | NGET | NGET | Wind Offshore | Wind Offshore | PRO-001450 | PRO-001450
a0l4L0000005ik5QAA | CHANGED | Morgan Offshore Wind Farm | Morgan Offshore Wind Farm | Morgan Offshore Wind Limited | Morgan Offshore Wind Limited | Penwortham 400kV Substation | Penwortham 400kV Substation |  |  | 0 | 0 | 1500 | 1500 | 1500 | 1500 | 2029-11-30 | 30/11/2029 | Scoping | Scoping | Direct Connection | Direct Connection | NGET | NGET | Wind Offshore | Wind Offshore | PRO-001594 | PRO-001594
a0l4L0000005izJQAQ | CHANGED | Morven A Offshore Wind Farm (Prev Phoenix 1A) | Morven A Offshore Wind Farm (Prev Phoenix 1A) | Morven Offshore Wind Limited | Morven Offshore Wind Limited | Hawthorn Pit 400kV Substation | Hawthorn Pit 400kV Substation |  |  | 0 | 0 | 1500 | 1500 | 1500 | 1500 | 2031-10-31 | 31/10/2031 | Scoping | Scoping | Direct Connection | Direct Connection | NGET | NGET | Wind Offshore | Wind Offshore | PRO-001515 | PRO-001515
a0l4L0000005izKQAQ | CHANGED | Morven North Offshore Wind Farm | Morven North Offshore Wind Farm | Morven Offshore Wind Limited | Morven Offshore Wind Limited | Branxton 400/132KV Substation | Branxton 400/132KV Substation |  |  | 0 | 0 | 1500 | 1500 | 1500 | 1500 | 2033-10-31 | 31/10/2033 | Scoping | Scoping | Direct Connection | Direct Connection | SPT | SPT | Wind Offshore | Wind Offshore | PRO-001519 | PRO-001519
a0l4L0000005ixtQAA | CHANGED | Morwind 300 | Morwind 300 | Morwind Ltd | Morwind Ltd | Alverdiscott 400kV Substation | Alverdiscott 400kV Substation |  |  | 0 | 0 | 300 | 300 | 300 | 300 | 2031-10-31 | 31/10/2031 | Scoping | Scoping | Direct Connection | Direct Connection | NGET | NGET | Wind Offshore | Wind Offshore | PRO-001787 | PRO-001787
a0l4L0000005izGQAQ | CHANGED | Muir Mhor Offshore Wind Farm | Muir Mhor Offshore Wind Farm | MUIR MHÒR OFFSHORE WIND FARM LIMITED | MUIR MHÒR OFFSHORE WIND FARM LIMITED | Cirrus Offshore Windfarm Substation | Cirrus Offshore Windfarm Substation |  |  | 0 | 0 | 1000 | 1000 | 1000 | 1000 | 2033-10-31 | 31/10/2033 | Scoping | Scoping | Direct Connection | Direct Connection | SHET | SHET | Wind Offshore | Wind Offshore | PRO-001698 | PRO-001698
a0l4L0000005izTQAQ | CHANGED | Norfolk Boreas | Norfolk Boreas | NORFOLK BOREAS LIMITED | NORFOLK BOREAS LIMITED | Necton 400kV Substation | Necton 400kV Substation | 1 | 1 | 0 | 0 | 400 | 400 | 400 | 400 | 2029-10-01 | 01/10/2029 | Awaiting Consents | Awaiting Consents | Direct Connection | Direct Connection | NGET | NGET | Wind Offshore | Wind Offshore | PRO-000399-1 | PRO-000399-1
a0l4L0000005izTQAQ | CHANGED | Norfolk Boreas | Norfolk Boreas | NORFOLK BOREAS LIMITED | NORFOLK BOREAS LIMITED | Necton 400kV Substation | Necton 400kV Substation | 1 | 2 | 0 | 0 | 400 | 920 | 400 | 1320 | 2029-10-01 | 31/12/2030 | Awaiting Consents | Scoping | Direct Connection | Direct Connection | NGET | NGET | Wind Offshore | Wind Offshore | PRO-000399-1 | PRO-000399-2
a0l4L0000005izTQAQ | CHANGED | Norfolk Boreas | Norfolk Boreas | NORFOLK BOREAS LIMITED | NORFOLK BOREAS LIMITED | Necton 400kV Substation | Necton 400kV Substation | 2 | 1 | 0 | 0 | 920 | 400 | 1320 | 400 | 2030-12-31 | 01/10/2029 | Scoping | Awaiting Consents | Direct Connection | Direct Connection | NGET | NGET | Wind Offshore | Wind Offshore | PRO-000399-2 | PRO-000399-1
a0l4L0000005izTQAQ | CHANGED | Norfolk Boreas | Norfolk Boreas | NORFOLK BOREAS LIMITED | NORFOLK BOREAS LIMITED | Necton 400kV Substation | Necton 400kV Substation | 2 | 2 | 0 | 0 | 920 | 920 | 1320 | 1320 | 2030-12-31 | 31/12/2030 | Scoping | Scoping | Direct Connection | Direct Connection | NGET | NGET | Wind Offshore | Wind Offshore | PRO-000399-2 | PRO-000399-2
a0l4L0000005ibmQAA | CHANGED | North East Offshore Wind Farm | North East Offshore Wind Farm | CALEDONIA OFFSHORE WIND FARM LIMITED | CALEDONIA OFFSHORE WIND FARM LIMITED | New Deer 2 400kV Substation | New Deer 2 400kV Substation | 1 | 1 | 0 | 0 | 600 | 600 | 600 | 600 | 2031-03-31 | 31/03/2031 | Scoping | Scoping | Direct Connection | Direct Connection | SHET | SHET | Wind Offshore | Wind Offshore | PRO-001436-1 | PRO-001436-1
a0l4L0000005ibmQAA | CHANGED | North East Offshore Wind Farm | North East Offshore Wind Farm | CALEDONIA OFFSHORE WIND FARM LIMITED | CALEDONIA OFFSHORE WIND FARM LIMITED | New Deer 2 400kV Substation | New Deer 2 400kV Substation | 1 | 2 | 0 | 0 | 600 | 1400 | 600 | 2000 | 2031-03-31 | 31/10/2032 | Scoping | Scoping | Direct Connection | Direct Connection | SHET | SHET | Wind Offshore | Wind Offshore | PRO-001436-1 | PRO-001436-2
a0l4L0000005ibmQAA | CHANGED | North East Offshore Wind Farm | North East Offshore Wind Farm | CALEDONIA OFFSHORE WIND FARM LIMITED | CALEDONIA OFFSHORE WIND FARM LIMITED | New Deer 2 400kV Substation | New Deer 2 400kV Substation | 2 | 1 | 0 | 0 | 1400 | 600 | 2000 | 600 | 2032-10-31 | 31/03/2031 | Scoping | Scoping | Direct Connection | Direct Connection | SHET | SHET | Wind Offshore | Wind Offshore | PRO-001436-2 | PRO-001436-1
a0l4L0000005ibmQAA | CHANGED | North East Offshore Wind Farm | North East Offshore Wind Farm | CALEDONIA OFFSHORE WIND FARM LIMITED | CALEDONIA OFFSHORE WIND FARM LIMITED | New Deer 2 400kV Substation | New Deer 2 400kV Substation | 2 | 2 | 0 | 0 | 1400 | 1400 | 2000 | 2000 | 2032-10-31 | 31/10/2032 | Scoping | Scoping | Direct Connection | Direct Connection | SHET | SHET | Wind Offshore | Wind Offshore | PRO-001436-2 | PRO-001436-2
a0l4L0000005izVQAQ | CHANGED | North Falls Offshore Wind Farm | North Falls Offshore Wind Farm | NORTH FALLS OFFSHORE WIND FARM LIMITED | NORTH FALLS OFFSHORE WIND FARM LIMITED | North Falls Offshore Platform Substation | North Falls Offshore Platform Substation |  |  | 0 | 0 | 1000 | 1000 | 1000 | 1000 | 2030-10-31 | 31/10/2030 | Scoping | Scoping | Direct Connection | Direct Connection | NGET | NGET | Wind Offshore | Wind Offshore | PRO-000451 | PRO-000451
a0l4L0000005iecQAA | CHANGED | Ossian 1 Offshore Wind Farm | Ossian 1 Offshore Wind Farm | Ossian Offshore Wind Farm Limited | Ossian Offshore Wind Farm Limited | SSE OFFSHORE 1 400/66KV OFFSHORE SUBSTATION | SSE OFFSHORE 1 400/66KV OFFSHORE SUBSTATION |  |  | 0 | 0 | 1320 | 1320 | 1320 | 1320 | 2033-10-31 | 31/10/2033 | Scoping | Scoping | Direct Connection | Direct Connection | NGET | NGET | Wind Offshore | Wind Offshore | PRO-001488 | PRO-001488
a0l4L0000005ieeQAA | CHANGED | Ossian 2 Offshore Wind Farm | Ossian 2 Offshore Wind Farm | Ossian Offshore Wind Farm Limited | Ossian Offshore Wind Farm Limited | SSE OFFSHORE 2 220/66KV OFFSHORE SUBSTATION | SSE OFFSHORE 2 220/66KV OFFSHORE SUBSTATION |  |  | 0 | 0 | 600 | 600 | 600 | 600 | 2031-10-31 | 31/10/2031 | Scoping | Scoping | Direct Connection | Direct Connection | NGET | NGET | Wind Offshore | Wind Offshore | PRO-001491 | PRO-001491
a0l4L0000005iedQAA | CHANGED | Ossian 3 Offshore Wind Farm | Ossian 3 Offshore Wind Farm | Ossian Offshore Wind Farm Limited | Ossian Offshore Wind Farm Limited | SSE Offshore 3 220/66kV Offshore Substation | SSE Offshore 3 220/66kV Offshore Substation |  |  | 0 | 0 | 600 | 600 | 600 | 600 | 2033-10-31 | 31/10/2033 | Scoping | Scoping | Direct Connection | Direct Connection | SHET | SHET | Wind Offshore | Wind Offshore | PRO-001489 | PRO-001489
a0l4L0000005iwQQAQ | CHANGED | Ossian 4 Offshore Wind Farm | Ossian 4 Offshore Wind Farm | Ossian Offshore Wind Farm Limited | Ossian Offshore Wind Farm Limited | Cousland 400kV | Cousland 400kV |  |  | 0 | 0 | 1008 | 1008 | 1008 | 1008 | 2033-10-31 | 31/10/2033 | Scoping | Scoping | Direct Connection | Direct Connection | SPT | SPT | Wind Offshore | Wind Offshore | PRO-002145 | PRO-002145
a0l4L0000005iaiQAA | CHANGED | OWF3 | OWF3 | Marramwind Limited | Marramwind Limited | OWF3 275/66kV Offshore Substation | OWF3 275/66kV Offshore Substation | 1 | 1 | 0 | 0 | 1000 | 1000 | 1000 | 1000 | 2031-10-31 | 31/10/2031 | Scoping | Scoping | Direct Connection | Direct Connection | SHET | SHET | Wind Offshore | Wind Offshore | PRO-001406-1 | PRO-001406-1
a0l4L0000005iaiQAA | CHANGED | OWF3 | OWF3 | Marramwind Limited | Marramwind Limited | OWF3 275/66kV Offshore Substation | OWF3 275/66kV Offshore Substation | 1 | 2 | 0 | 0 | 1000 | 2000 | 1000 | 3000 | 2031-10-31 | 31/10/2033 | Scoping | Scoping | Direct Connection | Direct Connection | SHET | SHET | Wind Offshore | Wind Offshore | PRO-001406-1 | PRO-001406-2
a0l4L0000005iaiQAA | CHANGED | OWF3 | OWF3 | Marramwind Limited | Marramwind Limited | OWF3 275/66kV Offshore Substation | OWF3 275/66kV Offshore Substation | 2 | 1 | 0 | 0 | 2000 | 1000 | 3000 | 1000 | 2033-10-31 | 31/10/2031 | Scoping | Scoping | Direct Connection | Direct Connection | SHET | SHET | Wind Offshore | Wind Offshore | PRO-001406-2 | PRO-001406-1
a0l4L0000005iaiQAA | CHANGED | OWF3 | OWF3 | Marramwind Limited | Marramwind Limited | OWF3 275/66kV Offshore Substation | OWF3 275/66kV Offshore Substation | 2 | 2 | 0 | 0 | 2000 | 2000 | 3000 | 3000 | 2033-10-31 | 31/10/2033 | Scoping | Scoping | Direct Connection | Direct Connection | SHET | SHET | Wind Offshore | Wind Offshore | PRO-001406-2 | PRO-001406-2
a0l4L0000005iqSQAQ | CHANGED | OWPL Windfarm | OWPL Windfarm | OFFSHORE WIND POWER LIMITED | OFFSHORE WIND POWER LIMITED | OWPL Windfarm Platform 220/66kV Offshore Substation | OWPL Windfarm Platform 220/66kV Offshore Substation | 1 | 1 | 0 | 0 | 750 | 750 | 750 | 750 | 2029-12-31 | 31/12/2029 | Scoping | Scoping | Direct Connection | Direct Connection | SHET | SHET | Wind Offshore | Wind Offshore | PRO-000568-1 | PRO-000568-1
a0l4L0000005iqSQAQ | CHANGED | OWPL Windfarm | OWPL Windfarm | OFFSHORE WIND POWER LIMITED | OFFSHORE WIND POWER LIMITED | OWPL Windfarm Platform 220/66kV Offshore Substation | OWPL Windfarm Platform 220/66kV Offshore Substation | 1 | 2 | 0 | 0 | 750 | 1500 | 750 | 2250 | 2029-12-31 | 31/12/2030 | Scoping | Scoping | Direct Connection | Direct Connection | SHET | SHET | Wind Offshore | Wind Offshore | PRO-000568-1 | PRO-000568-2
a0l4L0000005iqSQAQ | CHANGED | OWPL Windfarm | OWPL Windfarm | OFFSHORE WIND POWER LIMITED | OFFSHORE WIND POWER LIMITED | OWPL Windfarm Platform 220/66kV Offshore Substation | OWPL Windfarm Platform 220/66kV Offshore Substation | 2 | 1 | 0 | 0 | 1500 | 750 | 2250 | 750 | 2030-12-31 | 31/12/2029 | Scoping | Scoping | Direct Connection | Direct Connection | SHET | SHET | Wind Offshore | Wind Offshore | PRO-000568-2 | PRO-000568-1
a0l4L0000005iqSQAQ | CHANGED | OWPL Windfarm | OWPL Windfarm | OFFSHORE WIND POWER LIMITED | OFFSHORE WIND POWER LIMITED | OWPL Windfarm Platform 220/66kV Offshore Substation | OWPL Windfarm Platform 220/66kV Offshore Substation | 2 | 2 | 0 | 0 | 1500 | 1500 | 2250 | 2250 | 2030-12-31 | 31/12/2030 | Scoping | Scoping | Direct Connection | Direct Connection | SHET | SHET | Wind Offshore | Wind Offshore | PRO-000568-2 | PRO-000568-2
a0l4L0000005idGQAQ | CHANGED | Pentland Floating Offshore Wind Farm | Pentland Floating Offshore Wind Farm | HIGHLAND WIND LIMITED | HIGHLAND WIND LIMITED | Pentland Floating Offshore Wind Farm 132/66kV substation | Pentland Floating Offshore Wind Farm 132/66kV substation |  |  | 0 | 0 | 100 | 100 | 100 | 100 | 2027-10-31 | 31/10/2027 | Scoping | Scoping | Direct Connection | Direct Connection | SHET | SHET | Wind Offshore | Wind Offshore | PRO-001472 | PRO-001472
a0l4L0000005iM5QAI | CHANGED | Petroc Extension Offshore Wind Farm | Petroc Extension Offshore Wind Farm | SCARABEN OFFSHORE WIND FARM LIMITED | SCARABEN OFFSHORE WIND FARM LIMITED | Alverdiscott 400kV Substation | Alverdiscott 400kV Substation |  |  | 0 | 0 | 1000 | 1000 | 1000 | 1000 | 2036-12-06 | 06/12/2036 | Scoping | Scoping | Direct Connection | Direct Connection | NGET | NGET | Wind Offshore | Wind Offshore | PRO-002404 | PRO-002404
a0l4L0000005j1UQAQ | CHANGED | Petroc Offshore Wind Farm | Petroc Offshore Wind Farm | SCARABEN OFFSHORE WIND FARM LIMITED | SCARABEN OFFSHORE WIND FARM LIMITED | Alverdiscott 400kV Substation | Alverdiscott 400kV Substation |  |  | 0 | 0 | 300 | 300 | 300 | 300 | 2029-03-31 | 31/03/2029 | Scoping | Scoping | Direct Connection | Direct Connection | NGET | NGET | Wind Offshore | Wind Offshore | PRO-001661 | PRO-001661
a0l8e0000012kiGAAQ | CHANGED | Project Flora Peterhead | Project Flora Peterhead | BP NORTH EAST OFFSHORE WIND LIMITED | BP NORTH EAST OFFSHORE WIND LIMITED | Peterhead Grange GSP | Peterhead Grange GSP |  |  | 0 | 0 | 50 | 50 | 50 | 50 | 2033-10-31 | 31/10/2033 | Scoping | Scoping | Embedded | Embedded | SHET | SHET | Wind Offshore | Wind Offshore | PRO-004741 | PRO-004741
a0l4L0000005io1QAA | CHANGED | Rampion Extension Offshore Wind Farm | Rampion Extension Offshore Wind Farm | RAMPION EXTENSION DEVELOPMENT LIMITED | RAMPION EXTENSION DEVELOPMENT LIMITED | Bolney 400kV Substation | Bolney 400kV Substation |  |  | 0 | 0 | 1200 | 1200 | 1200 | 1200 | 2026-08-01 | 01/08/2026 | Scoping | Scoping | Direct Connection | Direct Connection | NGET | NGET | Wind Offshore | Wind Offshore | PRO-000467 | PRO-000467
a0l4L0000005iulQAA | CHANGED | Scaraben Offshore Wind Farm | Scaraben Offshore Wind Farm | SCARABEN OFFSHORE WIND FARM LIMITED | SCARABEN OFFSHORE WIND FARM LIMITED | Longside 132kV Substation | Longside 132kV Substation |  |  | 0 | 0 | 100 | 100 | 100 | 100 | 2033-10-31 | 31/10/2033 | Scoping | Scoping | Direct Connection | Direct Connection | SHET | SHET | Wind Offshore | Wind Offshore | PRO-002401 | PRO-002401
a0l4L0000005izYQAQ | CHANGED | Scira-Dudgeon Extension | Scira-Dudgeon Extension | SHERINGHAM SHOAL AND DUDGEON EXTENSIONS PROJCO LIMITED | SHERINGHAM SHOAL AND DUDGEON EXTENSIONS PROJCO LIMITED | Norwich Main 400kV Substation | Norwich Main 400kV Substation | 1 | 1 | 0 | 0 | 719 | 719 | 719 | 719 | 2030-01-01 | 01/01/2030 | Scoping | Scoping | Direct Connection | Direct Connection | NGET | NGET | Wind Offshore | Wind Offshore | PRO-000507-1 | PRO-000507-1
a0l4L0000005izYQAQ | CHANGED | Scira-Dudgeon Extension | Scira-Dudgeon Extension | SHERINGHAM SHOAL AND DUDGEON EXTENSIONS PROJCO LIMITED | SHERINGHAM SHOAL AND DUDGEON EXTENSIONS PROJCO LIMITED | Norwich Main 400kV Substation | Norwich Main 400kV Substation | 1 | 2 | 0 | 0 | 719 | 231 | 719 | 950 | 2030-01-01 | 31/10/2031 | Scoping | Scoping | Direct Connection | Direct Connection | NGET | NGET | Wind Offshore | Wind Offshore | PRO-000507-1 | PRO-000507-2
a0l4L0000005izYQAQ | CHANGED | Scira-Dudgeon Extension | Scira-Dudgeon Extension | SHERINGHAM SHOAL AND DUDGEON EXTENSIONS PROJCO LIMITED | SHERINGHAM SHOAL AND DUDGEON EXTENSIONS PROJCO LIMITED | Norwich Main 400kV Substation | Norwich Main 400kV Substation | 1 | 3 | 0 | 0 | 719 | 400 | 719 | 1350 | 2030-01-01 | 01/10/2034 | Scoping | Scoping | Direct Connection | Direct Connection | NGET | NGET | Wind Offshore | Wind Offshore | PRO-000507-1 | PRO-000507-3
a0l4L0000005izYQAQ | CHANGED | Scira-Dudgeon Extension | Scira-Dudgeon Extension | SHERINGHAM SHOAL AND DUDGEON EXTENSIONS PROJCO LIMITED | SHERINGHAM SHOAL AND DUDGEON EXTENSIONS PROJCO LIMITED | Norwich Main 400kV Substation | Norwich Main 400kV Substation | 2 | 1 | 0 | 0 | 231 | 719 | 950 | 719 | 2031-10-31 | 01/01/2030 | Scoping | Scoping | Direct Connection | Direct Connection | NGET | NGET | Wind Offshore | Wind Offshore | PRO-000507-2 | PRO-000507-1
a0l4L0000005izYQAQ | CHANGED | Scira-Dudgeon Extension | Scira-Dudgeon Extension | SHERINGHAM SHOAL AND DUDGEON EXTENSIONS PROJCO LIMITED | SHERINGHAM SHOAL AND DUDGEON EXTENSIONS PROJCO LIMITED | Norwich Main 400kV Substation | Norwich Main 400kV Substation | 2 | 2 | 0 | 0 | 231 | 231 | 950 | 950 | 2031-10-31 | 31/10/2031 | Scoping | Scoping | Direct Connection | Direct Connection | NGET | NGET | Wind Offshore | Wind Offshore | PRO-000507-2 | PRO-000507-2
a0l4L0000005izYQAQ | CHANGED | Scira-Dudgeon Extension | Scira-Dudgeon Extension | SHERINGHAM SHOAL AND DUDGEON EXTENSIONS PROJCO LIMITED | SHERINGHAM SHOAL AND DUDGEON EXTENSIONS PROJCO LIMITED | Norwich Main 400kV Substation | Norwich Main 400kV Substation | 2 | 3 | 0 | 0 | 231 | 400 | 950 | 1350 | 2031-10-31 | 01/10/2034 | Scoping | Scoping | Direct Connection | Direct Connection | NGET | NGET | Wind Offshore | Wind Offshore | PRO-000507-2 | PRO-000507-3
a0l4L0000005izYQAQ | CHANGED | Scira-Dudgeon Extension | Scira-Dudgeon Extension | SHERINGHAM SHOAL AND DUDGEON EXTENSIONS PROJCO LIMITED | SHERINGHAM SHOAL AND DUDGEON EXTENSIONS PROJCO LIMITED | Norwich Main 400kV Substation | Norwich Main 400kV Substation | 3 | 1 | 0 | 0 | 400 | 719 | 1350 | 719 | 2034-10-01 | 01/01/2030 | Scoping | Scoping | Direct Connection | Direct Connection | NGET | NGET | Wind Offshore | Wind Offshore | PRO-000507-3 | PRO-000507-1
a0l4L0000005izYQAQ | CHANGED | Scira-Dudgeon Extension | Scira-Dudgeon Extension | SHERINGHAM SHOAL AND DUDGEON EXTENSIONS PROJCO LIMITED | SHERINGHAM SHOAL AND DUDGEON EXTENSIONS PROJCO LIMITED | Norwich Main 400kV Substation | Norwich Main 400kV Substation | 3 | 2 | 0 | 0 | 400 | 231 | 1350 | 950 | 2034-10-01 | 31/10/2031 | Scoping | Scoping | Direct Connection | Direct Connection | NGET | NGET | Wind Offshore | Wind Offshore | PRO-000507-3 | PRO-000507-2
a0l4L0000005izYQAQ | CHANGED | Scira-Dudgeon Extension | Scira-Dudgeon Extension | SHERINGHAM SHOAL AND DUDGEON EXTENSIONS PROJCO LIMITED | SHERINGHAM SHOAL AND DUDGEON EXTENSIONS PROJCO LIMITED | Norwich Main 400kV Substation | Norwich Main 400kV Substation | 3 | 3 | 0 | 0 | 400 | 400 | 1350 | 1350 | 2034-10-01 | 01/10/2034 | Scoping | Scoping | Direct Connection | Direct Connection | NGET | NGET | Wind Offshore | Wind Offshore | PRO-000507-3 | PRO-000507-3
a0l4L0000005izHQAQ | CHANGED | Seagreen 1A Offshore Wind Farm | Seagreen 1A Offshore Wind Farm | SEAGREEN 1A LIMITED | SEAGREEN 1A LIMITED | Cockenzie 400/275kV | Cockenzie 400/275kV |  |  | 0 | 0 | 500 | 500 | 500 | 500 | 2028-04-01 | 01/04/2028 | Under Construction/Commissioning | Under Construction/Commissioning | Direct Connection | Direct Connection | SPT | SPT | Wind Offshore | Wind Offshore | PRO-000703 | PRO-000703
a0l8e0000010wXuAAI | CHANGED | Sealtainn Offshore Wind Farm | Sealtainn Offshore Wind Farm | Shetland Offshore Wind Limited | Shetland Offshore Wind Limited | Sealtainn 275kV Offshore | Sealtainn 275kV Offshore |  |  | 0 | 0 | 500 | 500 | 500 | 500 | 2033-10-31 | 31/10/2033 | Scoping | Scoping | Direct Connection | Direct Connection | SHET | SHET | Wind Offshore | Wind Offshore | PRO-002670 | PRO-002670
a0l8e000000ez6zAAA | CHANGED | Sinclair Offshore Wind Farm | Sinclair Offshore Wind Farm | SINCLAIR OFFSHORE WIND FARM LIMITED | SINCLAIR OFFSHORE WIND FARM LIMITED | Longside 132kV Substation | Longside 132kV Substation |  |  | 0 | 0 | 100 | 100 | 100 | 100 | 2033-10-31 | 31/10/2033 | Scoping | Scoping | Direct Connection | Direct Connection | SHET | SHET | Wind Offshore | Wind Offshore | PRO-003790 | PRO-003790
a0l4L0000005imVQAQ | CHANGED | Sofia Offshore Wind Farm | Sofia Offshore Wind Farm | SOFIA OFFSHORE WIND FARM LIMITED | SOFIA OFFSHORE WIND FARM LIMITED | Dogger Bank 220kV Offshores | Dogger Bank 220kV Offshores |  |  | 0 | 0 | 1320 | 1320 | 1320 | 1320 | 2026-01-30 | 30/01/2026 | Scoping | Scoping | Direct Connection | Direct Connection | NGET | NGET | Wind Offshore | Wind Offshore | PRO-000404 | PRO-000404
a0l4L0000005iNeQAI | CHANGED | Spiorad Na Mara Offshore Wind Farm | Spiorad Na Mara Offshore Wind Farm | SPIORAD NA MARA LIMITED | SPIORAD NA MARA LIMITED | NPI C 220/66KV OFFSHORE SUBSTATION | NPI C 220/66KV OFFSHORE SUBSTATION |  |  | 0 | 0 | 900 | 900 | 900 | 900 | 2030-12-31 | 31/12/2030 | Scoping | Scoping | Direct Connection | Direct Connection | SHET | SHET | Wind Offshore | Wind Offshore | PRO-001642 | PRO-001642
a0l8e0000011xxKAAQ | CHANGED | SPR CS1 | SPR CS1 | SCOTTISHPOWER RENEWABLES (UK) LIMITED | SCOTTISHPOWER RENEWABLES (UK) LIMITED | Alverdiscott 400kV Substation | Alverdiscott 400kV Substation |  |  | 0 | 0 | 1000 | 1000 | 1000 | 1000 | 2037-10-31 | 31/10/2037 | Scoping | Scoping | Direct Connection | Direct Connection | NGET | NGET | Wind Offshore | Wind Offshore | PRO-003484 | PRO-003484
a0l4L0000005iyPQAQ | CHANGED | SSE Celtic Sea 1 | SSE Celtic Sea 1 | SSE RENEWABLES OFFSHORE WINDFARM HOLDINGS LIMITED | SSE RENEWABLES OFFSHORE WINDFARM HOLDINGS LIMITED | Alverdiscott 400kV Substation | Alverdiscott 400kV Substation |  |  | 0 | 0 | 1500 | 1500 | 1500 | 1500 | 2036-12-06 | 06/12/2036 | Scoping | Scoping | Direct Connection | Direct Connection | NGET | NGET | Wind Offshore | Wind Offshore | PRO-002405 | PRO-002405
a0l4L0000005izNQAQ | CHANGED | Stromar Offshore Windfarm | Stromar Offshore Windfarm | Stromar Offshore Wind Farm Limited | Stromar Offshore Wind Farm Limited | New Deer 2 400kV Substation | New Deer 2 400kV Substation | 1 | 1 | 0 | 0 | 1000 | 1000 | 1000 | 1000 | 2033-10-31 | 31/10/2033 | Scoping | Scoping | Direct Connection | Direct Connection | SHET | SHET | Wind Offshore | Wind Offshore | PRO-001530-1 | PRO-001530-1
a0l4L0000005izNQAQ | CHANGED | Stromar Offshore Windfarm | Stromar Offshore Windfarm | Stromar Offshore Wind Farm Limited | Stromar Offshore Wind Farm Limited | New Deer 2 400kV Substation | New Deer 2 400kV Substation | 1 | 2 | 0 | 0 | 1000 | 500 | 1000 | 1500 | 2033-10-31 | 31/12/2035 | Scoping | Scoping | Direct Connection | Direct Connection | SHET | SHET | Wind Offshore | Wind Offshore | PRO-001530-1 | PRO-001530-2
a0l4L0000005izNQAQ | CHANGED | Stromar Offshore Windfarm | Stromar Offshore Windfarm | Stromar Offshore Wind Farm Limited | Stromar Offshore Wind Farm Limited | New Deer 2 400kV Substation | New Deer 2 400kV Substation | 2 | 1 | 0 | 0 | 500 | 1000 | 1500 | 1000 | 2035-12-31 | 31/10/2033 | Scoping | Scoping | Direct Connection | Direct Connection | SHET | SHET | Wind Offshore | Wind Offshore | PRO-001530-2 | PRO-001530-1
a0l4L0000005izNQAQ | CHANGED | Stromar Offshore Windfarm | Stromar Offshore Windfarm | Stromar Offshore Wind Farm Limited | Stromar Offshore Wind Farm Limited | New Deer 2 400kV Substation | New Deer 2 400kV Substation | 2 | 2 | 0 | 0 | 500 | 500 | 1500 | 1500 | 2035-12-31 | 31/12/2035 | Scoping | Scoping | Direct Connection | Direct Connection | SHET | SHET | Wind Offshore | Wind Offshore | PRO-001530-2 | PRO-001530-2
a0l4L0000005iy6QAA | CHANGED | Torridge Offshore Wind Farm | Torridge Offshore Wind Farm | GWYNT GLAS OFFSHORE WIND FARM LIMITED | GWYNT GLAS OFFSHORE WIND FARM LIMITED | Alverdiscott 400kV Substation | Alverdiscott 400kV Substation |  |  | 0 | 0 | 1500 | 1500 | 1500 | 1500 | 2031-10-31 | 31/10/2031 | Scoping | Scoping | Direct Connection | Direct Connection | NGET | NGET | Wind Offshore | Wind Offshore | PRO-001917 | PRO-001917
a0l4L0000005iZlQAI | CHANGED | Valorous Offshore Wind Farm | Valorous Offshore Wind Farm | Blue Gem Wind Limited | Blue Gem Wind Limited | Pembroke 400kV Substation | Pembroke 400kV Substation |  |  | 0 | 0 | 300 | 300 | 300 | 300 | 2031-10-31 | 31/10/2031 | Scoping | Scoping | Direct Connection | Direct Connection | NGET | NGET | Wind Offshore | Wind Offshore | PRO-001383 | PRO-001383
a0l4L0000005izXQAQ | CHANGED | Vanguard | Vanguard | NORFOLK VANGUARD WEST LIMITED | NORFOLK VANGUARD WEST LIMITED | Necton 400kV Substation | Necton 400kV Substation |  |  | 0 | 0 | 1320 | 1320 | 1320 | 1320 | 2025-12-01 | 01/12/2025 | Consents Approved | Consents Approved | Direct Connection | Direct Connection | NGET | NGET | Wind Offshore | Wind Offshore | PRO-000459 | PRO-000459
a0l4L0000005izdQAA | CHANGED | Vanguard East | Vanguard East | Norfolk Vanguard East Ltd | Norfolk Vanguard East Ltd | Vanguard East 275/66kV Offshore Substation | Vanguard East 275/66kV Offshore Substation | 1 | 1 | 0 | 0 | 400 | 400 | 400 | 400 | 2028-04-01 | 01/04/2028 | Scoping | Scoping | Direct Connection | Direct Connection | NGET | NGET | Wind Offshore | Wind Offshore | PRO-000580-1 | PRO-000580-1
a0l4L0000005izdQAA | CHANGED | Vanguard East | Vanguard East | Norfolk Vanguard East Ltd | Norfolk Vanguard East Ltd | Vanguard East 275/66kV Offshore Substation | Vanguard East 275/66kV Offshore Substation | 1 | 2 | 0 | 0 | 400 | 920 | 400 | 1320 | 2028-04-01 | 31/12/2028 | Scoping | Scoping | Direct Connection | Direct Connection | NGET | NGET | Wind Offshore | Wind Offshore | PRO-000580-1 | PRO-000580-2
a0l4L0000005izdQAA | CHANGED | Vanguard East | Vanguard East | Norfolk Vanguard East Ltd | Norfolk Vanguard East Ltd | Vanguard East 275/66kV Offshore Substation | Vanguard East 275/66kV Offshore Substation | 2 | 1 | 0 | 0 | 920 | 400 | 1320 | 400 | 2028-12-31 | 01/04/2028 | Scoping | Scoping | Direct Connection | Direct Connection | NGET | NGET | Wind Offshore | Wind Offshore | PRO-000580-2 | PRO-000580-1
a0l4L0000005izdQAA | CHANGED | Vanguard East | Vanguard East | Norfolk Vanguard East Ltd | Norfolk Vanguard East Ltd | Vanguard East 275/66kV Offshore Substation | Vanguard East 275/66kV Offshore Substation | 2 | 2 | 0 | 0 | 920 | 920 | 1320 | 1320 | 2028-12-31 | 31/12/2028 | Scoping | Scoping | Direct Connection | Direct Connection | NGET | NGET | Wind Offshore | Wind Offshore | PRO-000580-2 | PRO-000580-2

## Pot 1 (Onshore-Solar)
TEC Register Comparison: Pot 1 (Onshore-Solar)
Version A: tec-register-2025-12-13.csv | Version B: tec-register-2025-12-02.csv
SUMMARY OF PROJECT CHANGES:
Metric | Value
Projects Added (in B only) | 1
Projects Removed (in A only) | 0
Projects Changed (Field-level difference) | 242
--- | ---
Capacity Added (MW) | 81.60
Capacity Removed (MW) | 0.00
--- DETAILED PROJECT CHANGES (ALL LINES) ---
'ADDED' projects show data from Version B. 'REMOVED' projects show data from Version A. 'CHANGED' projects show both A and B fields.
Project ID | Change_Type | Project Name_A | Project Name_B | Customer Name_A | Customer Name_B | Connection Site_A | Connection Site_B | Stage_A | Stage_B | MW Connected_A | MW Connected_B | MW Increase / Decrease_A | MW Increase / Decrease_B | Cumulative Total Capacity (MW)_A | Cumulative Total Capacity (MW)_B | MW Effective From_A | MW Effective From_B | Project Status_A | Project Status_B | Agreement Type_A | Agreement Type_B | HOST TO_A | HOST TO_B | Plant Type_A | Plant Type_B | Project Number_A | Project Number_B | Gate_A | Gate_B
a0l4L0000005ilHQAQ | CHANGED | Aberarder Wind Farm | Aberarder Wind Farm | ABERARDER WIND FARM LLP | ABERARDER WIND FARM LLP | Aberarder Wind Farm 132/33kV Substation | Aberarder Wind Farm 132/33kV Substation |  |  | 0 | 0 | 49.99 | 49.99 | 49.99 | 49.99 | 2026-08-31 | 31/08/2026 | Consents Approved | Consents Approved | Direct Connection | Direct Connection | SHET | SHET | Wind Onshore | Wind Onshore | PRO-000368 | PRO-000368
a0l4L0000005ivFQAQ | CHANGED | Abhainn Dubh Wind Farm | Abhainn Dubh Wind Farm | E Power Limited | E Power Limited | Abhainn Dubh Wind Farm 132kV Substation | Abhainn Dubh Wind Farm 132kV Substation |  |  | 0 | 0 | 75 | 75 | 75 | 75 | 2029-05-31 | 31/05/2029 | Scoping | Scoping | Direct Connection | Direct Connection | SHET | SHET | Wind Onshore | Wind Onshore | PRO-002272 | PRO-002272
a0l4L0000005iiYQAQ | CHANGED | Achany Extension Wind Farm | Achany Extension Wind Farm | SSE Generation Limited | SSE Generation Limited | ACHANY EXTENSION WIND FARM 132/33KV Substation | ACHANY EXTENSION WIND FARM 132/33KV Substation |  |  | 0 | 0 | 105 | 105 | 105 | 105 | 2028-03-30 | 30/03/2028 | Scoping | Scoping | Direct Connection | Direct Connection | SHET | SHET | Wind Onshore | Wind Onshore | PRO-001555 | PRO-001555
a0l4L0000005iTjQAI | CHANGED | Ackron Wind Farm | Ackron Wind Farm | ACKRON WIND FARM LTD | ACKRON WIND FARM LTD | Dounreay GSP | Dounreay GSP |  |  | 0 | 0 | 49.9 | 49.9 | 49.9 | 49.9 | 2028-08-31 | 31/08/2028 | Scoping | Scoping | Embedded | Embedded | SHET | SHET | Wind Onshore | Wind Onshore | PRO-001446 | PRO-001446
a0l8e000001Hrv4AAC | CHANGED | AGS Calderside PV Solar | AGS Calderside PV Solar | Advance Grid Solutions Limited | Advance Grid Solutions Limited | Clydesmill 275/33kV | Clydesmill 275/33kV |  |  | 0 | 0 | 63 | 63 | 63 | 63 | 2027-05-31 | 31/05/2027 | Scoping | Scoping | Embedded | Embedded | SPT | SPT | PV Array (Photo Voltaic/solar) | PV Array (Photo Voltaic/solar) | PRO-004225 | PRO-004225
a0lJ9000000POFuIAO | CHANGED | Allt Domhain Wind Farm | Allt Domhain Wind Farm | ENERGYFARM ALLT DOMHAIN LTD | ENERGYFARM ALLT DOMHAIN LTD | Carradale 1 GSP | Carradale 1 GSP |  |  | 0 | 0 | 64.8 | 64.8 | 64.8 | 64.8 | 2035-10-31 | 31/10/2035 | Scoping | Scoping | Embedded | Embedded | SHET | SHET | Wind Onshore | Wind Onshore | PRO-006015 | PRO-006015
a0l8e0000010wXBAAY | CHANGED | Appin Wind Farm | Appin Wind Farm | Appin Wind Farm Limited | Appin Wind Farm Limited | Glenglass 132kV Substation | Glenglass 132kV Substation |  |  | 0 | 0 | 66 | 66 | 66 | 66 | 2031-10-31 | 31/10/2031 | Scoping | Scoping | Direct Connection | Direct Connection | SPT | SPT | Wind Onshore | Wind Onshore | PRO-002661 | PRO-002661
a0l4L0000005itIQAQ | CHANGED | Arecleoch | Arecleoch | SCOTTISHPOWER RENEWABLES (UK) LIMITED | SCOTTISHPOWER RENEWABLES (UK) LIMITED | Arecleoch 132/33kV | Arecleoch 132/33kV | 1 | 2 | 114 | 0 | 0 | 216 | 114 | 330 |  | 15/06/2032 | Built | Scoping | Direct Connection | Direct Connection | SPT | SPT | Wind Onshore | Wind Onshore | PRO-000012-1 | PRO-000012-2
a0l4L0000005itIQAQ | CHANGED | Arecleoch | Arecleoch | SCOTTISHPOWER RENEWABLES (UK) LIMITED | SCOTTISHPOWER RENEWABLES (UK) LIMITED | Arecleoch 132/33kV | Arecleoch 132/33kV | 2 | 1 | 0 | 114 | 216 | 0 | 330 | 114 | 2032-06-15 |  | Scoping | Built | Direct Connection | Direct Connection | SPT | SPT | Wind Onshore | Wind Onshore | PRO-000012-2 | PRO-000012-1
a0l4L0000005itIQAQ | CHANGED | Arecleoch | Arecleoch | SCOTTISHPOWER RENEWABLES (UK) LIMITED | SCOTTISHPOWER RENEWABLES (UK) LIMITED | Arecleoch 132/33kV | Arecleoch 132/33kV | 2 | 2 | 0 | 0 | 216 | 216 | 330 | 330 | 2032-06-15 | 15/06/2032 | Scoping | Scoping | Direct Connection | Direct Connection | SPT | SPT | Wind Onshore | Wind Onshore | PRO-000012-2 | PRO-000012-2
a0l4L0000005ixHQAQ | CHANGED | Arecleoch Windfarm Extension | Arecleoch Windfarm Extension | SCOTTISHPOWER RENEWABLES (UK) LIMITED | SCOTTISHPOWER RENEWABLES (UK) LIMITED | Arecleoch 132/33kV | Arecleoch 132/33kV |  |  | 0 | 0 | 72.8 | 72.8 | 72.8 | 72.8 | 2026-08-31 | 31/08/2026 | Scoping | Scoping | Direct Connection | Direct Connection | SPT | SPT | Wind Onshore | Wind Onshore | PRO-001111 | PRO-001111
a0l4L0000005ikZQAQ | CHANGED | Arresgill Wind Farm | Arresgill Wind Farm | ARRESGILL ENERGY LIMITED | ARRESGILL ENERGY LIMITED | Arresgill 132kV Substation | Arresgill 132kV Substation |  |  | 0 | 0 | 150 | 150 | 150 | 150 | 2031-10-31 | 31/10/2031 | Scoping | Scoping | Direct Connection | Direct Connection | SPT | SPT | Wind Onshore | Wind Onshore | PRO-002409 | PRO-002409
a0l8e0000011zPNAAY | CHANGED | Artfield Forest Wind Farm | Artfield Forest Wind Farm | ARTFIELD FOREST WIND FARM LTD | ARTFIELD FOREST WIND FARM LTD | Artfield Forest Wind Farm 132kV Substation | Artfield Forest Wind Farm 132kV Substation |  |  | 0 | 0 | 85.8 | 85.8 | 85.8 | 85.8 | 2030-06-28 | 28/06/2030 | Consents Approved | Consents Approved | Direct Connection | Direct Connection | SPT | SPT | Wind Onshore | Wind Onshore | PRO-003578 | PRO-003578
a0l8e000000exU0AAI | CHANGED | Ballygroggan Wind Farm | Ballygroggan Wind Farm | DALRIADA RENEWABLES LIMITED | DALRIADA RENEWABLES LIMITED | Tangy IV 132KV Substation | Tangy IV 132KV Substation |  |  | 0 | 0 | 96 | 96 | 96 | 96 | 2034-10-31 | 31/10/2034 | Scoping | Scoping | Direct Connection | Direct Connection | SHET | SHET | Wind Onshore | Wind Onshore | PRO-003733 | PRO-003733
a0l8e000000TPcZAAW | CHANGED | Bankend Rig III Wind Farm | Bankend Rig III Wind Farm | WILSON RENEWABLES III LLP | WILSON RENEWABLES III LLP | Bankend Rig III Windfarm 132/33kV Substation | Bankend Rig III Windfarm 132/33kV Substation |  |  | 0 | 0 | 78 | 78 | 78 | 78 | 2030-04-30 | 30/04/2030 | Scoping | Scoping | Direct Connection | Direct Connection | SPT | SPT | Wind Onshore | Wind Onshore | PRO-003451 | PRO-003451
a0l4L0000005iyaQAA | CHANGED | Beaw Field Wind Farm | Beaw Field Wind Farm | BEAW FIELD SHETLAND LIMITED | BEAW FIELD SHETLAND LIMITED | Beaw Field 132/33kV Substation | Beaw Field 132/33kV Substation |  |  | 0 | 0 | 102 | 102 | 102 | 102 | 2032-10-29 | 29/10/2032 | Consents Approved | Consents Approved | Direct Connection | Direct Connection | SHET | SHET | Wind Onshore | Wind Onshore | PRO-000026 | PRO-000026
a0l8e000000f5BiAAI | CHANGED | Beinn an Tuirc 1 | Beinn an Tuirc 1 | SCOTTISHPOWER RENEWABLES (UK) LIMITED | SCOTTISHPOWER RENEWABLES (UK) LIMITED | Beinn an Tuirc Substation | Carradale 1 GSP |  |  | 0 | 0 | 95.2 | 95.2 | 95.2 | 95.2 | 2034-10-31 | 31/10/2034 | Scoping | Scoping | Direct Connection | Direct Connection | SHET | SHET | Wind Onshore | Wind Onshore | PRO-003918 | PRO-003918
a0l8e000001HoL3AAK | CHANGED | Beinn Ghlas | Beinn Ghlas | HEADWIND DEVELOPMENT SERVICES LIMITED | HEADWIND DEVELOPMENT SERVICES LIMITED | Taynuilt GSP | Taynuilt GSP |  |  | 0 | 0 | 57.6 | 57.6 | 57.6 | 57.6 | 2034-10-31 | 31/10/2034 | Awaiting Consents | Awaiting Consents | Embedded | Embedded | SHET | SHET | Wind Onshore | Wind Onshore | PRO-004073 | PRO-004073
a0l4L0000005iaNQAQ | CHANGED | Beinn Tharsuinn Repower | Beinn Tharsuinn Repower | SCOTTISHPOWER RENEWABLES (UK) LIMITED | SCOTTISHPOWER RENEWABLES (UK) LIMITED | Beinn Tharsuinn Repower 132/33kV Substation | Beinn Tharsuinn Repower 132/33kV Substation |  |  | 0 | 0 | 84 | 84 | 84 | 84 | 2029-10-31 | 31/10/2029 | Scoping | Scoping | Direct Connection | Direct Connection | SHET | SHET | Wind Onshore | Wind Onshore | PRO-001035 | PRO-001035
a0lJ9000000POVwIAO | CHANGED | Beinneun 2 Windfarm | Beinneun 2 Windfarm | BEINNEUN 2 LIMITED | BEINNEUN 2 LIMITED | Beinneun Windfarm 2 | Beinneun Windfarm 2 |  |  | 0 | 0 | 144 | 144 | 144 | 144 | 2037-10-31 | 31/10/2037 | Scoping | Scoping | Direct Connection | Direct Connection | SHET | SHET | Wind Onshore | Wind Onshore | PRO-006053 | PRO-006053
a0l8e0000012kpUAAQ | CHANGED | D&G 2 | D&G 2 | D&G 2 Limited | D&G 2 Limited | Glenluce 132/33kV | Glenluce 132/33kV |  |  | 0 | 0 | 60 | 60 | 60 | 60 | 2031-08-29 | 29/08/2031 | Scoping | Scoping | Embedded | Embedded | SPT | SPT | Wind Onshore | Wind Onshore | PRO-004772 | PRO-004772
a0l4L0000005iUGQAY | CHANGED | Berryburn Extension Wind Farm | Berryburn Extension Wind Farm | BB2 WIND FARM LIMITED | BB2 WIND FARM LIMITED | Berry Burn GSP | Berry Burn GSP |  |  | 0 | 0 | 43.2 | 43.2 | 43.2 | 43.2 | 2025-11-30 | 30/11/2025 | Consents Approved | Consents Approved | Embedded | Embedded | SHET | SHET | Wind Onshore | Wind Onshore | PRO-001558 | PRO-001558
a0l4L0000005ilnQAA | CHANGED | Bhlaraidh Extension Wind Farm | Bhlaraidh Extension Wind Farm | SSE Generation Limited | SSE Generation Limited | Bhlaraidh 132/33kV Substation | Bhlaraidh 132/33kV Substation |  |  | 0 | 0 | 100.8 | 100.8 | 100.8 | 100.8 | 2029-08-17 | 17/08/2029 | Scoping | Scoping | Direct Connection | Direct Connection | SHET | SHET | Wind Onshore | Wind Onshore | PRO-000383 | PRO-000383
a0l4L0000005ik1QAA | CHANGED | Blaen y Glyn | Blaen y Glyn | BANC DU ENERGY PARK LIMITED | BANC DU ENERGY PARK LIMITED | Chirk GSP | Chirk GSP |  |  | 0 | 0 | 46 | 46 | 46 | 46 | 2027-02-04 | 04/02/2027 | Scoping | Scoping | Embedded | Embedded | NGET | NGET | Wind Onshore | Wind Onshore | PRO-001589 | PRO-001589
a0l4L0000005iRaQAI | CHANGED | BlaenCothi Energy Park | BlaenCothi Energy Park | BLAENCOTHI ENERGY PARK LIMITED | BLAENCOTHI ENERGY PARK LIMITED | Pont Abraham GSP | Pont Abraham GSP |  |  | 0 | 0 | 145 | 145 | 145 | 145 | 2028-10-31 | 31/10/2028 | Scoping | Scoping | Embedded | Embedded | NGET | NGET | Wind Onshore | Wind Onshore | PRO-001920 | PRO-001920
a0lJ9000000PDkoIAG | CHANGED | Blair Hill Wind Farm | Blair Hill Wind Farm | Renewable Energy Systems Limited | Renewable Energy Systems Limited | Craigenputtlock 400/132 kV Substation | Craigenputtlock 400/132 kV Substation |  |  | 0 | 0 | 99 | 99 | 99 | 99 | 2036-10-31 | 31/10/2036 | Scoping | Scoping | Direct Connection | Direct Connection | SPT | SPT | Wind Onshore | Wind Onshore | PRO-004994 | PRO-004994
a0l4L0000005itaQAA | CHANGED | Blarghour Wind | Blarghour Wind | BLARGHOUR WIND FARM LIMITED | BLARGHOUR WIND FARM LIMITED | Blarghour Substation | Blarghour Substation |  |  | 0 | 0 | 67.2 | 67.2 | 67.2 | 67.2 | 2029-04-01 | 01/04/2029 | Consents Approved | Consents Approved | Direct Connection | Direct Connection | SHET | SHET | Wind Onshore | Wind Onshore | PRO-000398 | PRO-000398
a0l4L0000005iZKQAY | CHANGED | Borders Wind Farm | Borders Wind Farm | EDF ENERGY RENEWABLES LIMITED | EDF ENERGY RENEWABLES LIMITED | Borders Windfarm 132kV | Borders Windfarm 132kV |  |  | 0 | 0 | 400 | 400 | 400 | 400 | 2033-05-30 | 30/05/2033 | Scoping | Scoping | Direct Connection | Direct Connection | SPT | SPT | Wind Onshore | Wind Onshore | PRO-001977 | PRO-001977
a0l4L0000005ijzQAA | CHANGED | Botley West - Cote Solar Power Station | Botley West - Cote Solar Power Station | SOLARFIVE LTD | SOLARFIVE LTD | Botley West 400kV Substation | Botley West 400kV Substation |  |  | 0 | 0 | 840 | 840 | 840 | 840 | 2026-10-30 | 30/10/2026 | Scoping | Scoping | Direct Connection | Direct Connection | NGET | NGET | PV Array (Photo Voltaic/solar) | PV Array (Photo Voltaic/solar) | PRO-001587 | PRO-001587
a0l8e0000011yCAAAY | CHANGED | Bradford Solar Farm | Bradford Solar Farm | SolarFour Ltd | SolarFour Ltd | Staffordshire Connection Node A 400kV Substation | Staffordshire Connection Node A 400kV Substation |  |  | 0 | 0 | 960 | 960 | 960 | 960 | 2033-10-31 | 31/10/2033 | Scoping | Scoping | Direct Connection | Direct Connection | NGET | NGET | PV Array (Photo Voltaic/solar) | PV Array (Photo Voltaic/solar) | PRO-003511 | PRO-003511
a0l4L0000005ikhQAA | CHANGED | Breakish Windfarm | Breakish Windfarm | ARISE AB | ARISE AB | Breakish 132/33kV | Breakish 132/33kV | 1 | 1 | 0 | 0 | 50 | 50 | 50 | 50 | 2029-05-31 | 31/05/2029 | Scoping | Scoping | Direct Connection | Direct Connection | SHET | SHET | Wind Onshore | Wind Onshore | PRO-002170-1 | PRO-002170-1
a0l4L0000005ikhQAA | CHANGED | Breakish Windfarm | Breakish Windfarm | ARISE AB | ARISE AB | Breakish 132/33kV | Breakish 132/33kV | 1 | 2 | 0 | 0 | 50 | 49.8 | 50 | 99.8 | 2029-05-31 | 30/04/2034 | Scoping | Scoping | Direct Connection | Direct Connection | SHET | SHET | Wind Onshore | Wind Onshore | PRO-002170-1 | PRO-002170-2
a0l4L0000005ikhQAA | CHANGED | Breakish Windfarm | Breakish Windfarm | ARISE AB | ARISE AB | Breakish 132/33kV | Breakish 132/33kV | 2 | 1 | 0 | 0 | 49.8 | 50 | 99.8 | 50 | 2034-04-30 | 31/05/2029 | Scoping | Scoping | Direct Connection | Direct Connection | SHET | SHET | Wind Onshore | Wind Onshore | PRO-002170-2 | PRO-002170-1
a0l4L0000005ikhQAA | CHANGED | Breakish Windfarm | Breakish Windfarm | ARISE AB | ARISE AB | Breakish 132/33kV | Breakish 132/33kV | 2 | 2 | 0 | 0 | 49.8 | 49.8 | 99.8 | 99.8 | 2034-04-30 | 30/04/2034 | Scoping | Scoping | Direct Connection | Direct Connection | SHET | SHET | Wind Onshore | Wind Onshore | PRO-002170-2 | PRO-002170-2
a0l4L0000005intQAA | CHANGED | Breezy Hill Wind Farm | Breezy Hill Wind Farm | BROCKWELL ENERGY LIMITED | BROCKWELL ENERGY LIMITED | New Cumnock 275/132kV | New Cumnock 275/132kV |  |  | 0 | 0 | 80 | 80 | 80 | 80 | 2028-04-30 | 30/04/2028 | Scoping | Scoping | Direct Connection | Direct Connection | SPT | SPT | Wind Onshore | Wind Onshore | PRO-000475 | PRO-000475
a0l4L0000005ilQQAQ | CHANGED | Broken Cross Windfarm | Broken Cross Windfarm | BROKEN CROSS WIND FARM LIMITED | BROKEN CROSS WIND FARM LIMITED | Broken Cross 132/33kV | Broken Cross 132/33kV |  |  | 43.2 | 43.2 | 4.8 | 4.8 | 48 | 48 | 2026-04-01 | 01/04/2026 | Built | Built | Direct Connection | Direct Connection | SPT | SPT | Wind Onshore | Wind Onshore | PRO-000395 | PRO-000395
a0l8e000001HoYjAAK | CHANGED | Brown Rig Wind Farm | Brown Rig Wind Farm | SSE Renewables Services (UK) Limited | SSE Renewables Services (UK) Limited | Hawick 132kV Substation | Hawick 132kV Substation |  |  | 0 | 0 | 114 | 114 | 114 | 114 | 2033-10-31 | 31/10/2033 | Scoping | Scoping | Direct Connection | Direct Connection | SPT | SPT | Wind Onshore | Wind Onshore | PRO-004083 | PRO-004083
a0l4L0000005iRYQAY | CHANGED | Bryn Glas Energy Park | Bryn Glas Energy Park | Bryn Glas Energy Park Limited | Bryn Glas Energy Park Limited | Pont Abraham GSP | Pont Abraham GSP |  |  | 0 | 0 | 159 | 159 | 159 | 159 | 2028-10-31 | 31/10/2028 | Scoping | Scoping | Embedded | Embedded | NGET | NGET | Wind Onshore | Wind Onshore | PRO-001918 | PRO-001918
a0l4L0000005iXXQAY | CHANGED | Bryn Tilti | Bryn Tilti | RHIWLAS ENERGY PARK LIMITED | RHIWLAS ENERGY PARK LIMITED | Chirk GSP | Chirk GSP |  |  | 0 | 0 | 106 | 106 | 106 | 106 | 2028-07-19 | 19/07/2028 | Scoping | Scoping | Embedded | Embedded | NGET | NGET | Wind Onshore | Wind Onshore | PRO-001586 | PRO-001586
a0l4L0000005iRbQAI | CHANGED | BrynGwyn Energy Park | BrynGwyn Energy Park | BRYNGWYN ENERGY PARK LIMITED | BRYNGWYN ENERGY PARK LIMITED | Pont Abraham GSP | Pont Abraham GSP |  |  | 0 | 0 | 250 | 250 | 250 | 250 | 2028-10-31 | 31/10/2028 | Scoping | Scoping | Embedded | Embedded | NGET | NGET | Wind Onshore | Wind Onshore | PRO-001921 | PRO-001921
a0l4L0000005iUHQAY | CHANGED | Builth Wells | Builth Wells | ABEREDW ENERGY PARK LIMITED | ABEREDW ENERGY PARK LIMITED | Pont Abraham GSP | Pont Abraham GSP |  |  | 0 | 0 | 133 | 133 | 133 | 133 | 2026-10-31 | 31/10/2026 | Scoping | Scoping | Embedded | Embedded | NGET | NGET | Wind Onshore | Wind Onshore | PRO-001564 | PRO-001564
a0l4L0000005iU6QAI | CHANGED | Cairn Duhie Wind Farm | Cairn Duhie Wind Farm | Renewable Energy Systems Limited | Cairn Duhie Energy Limited | Berry Burn GSP | Berry Burn GSP |  |  | 0 | 0 | 67.2 | 67.2 | 67.2 | 67.2 | 2027-10-31 | 31/10/2027 | Scoping | Scoping | Embedded | Embedded | SHET | SHET | Wind Onshore | Wind Onshore | PRO-001743 | PRO-001743
a0l4L0000005iRLQAY | CHANGED | Cairnmore Hill Wind Farm | Cairnmore Hill Wind Farm | Cairnmore Hill Energy Limited | Cairnmore Hill Energy Limited | Thurso South 132/33kV GSP Substation | Thurso South 132/33kV GSP Substation |  |  | 0 | 0 | 36 | 36 | 36 | 36 | 2028-05-31 | 31/05/2028 | Awaiting Consents | Awaiting Consents | Embedded | Embedded | SHET | SHET | Wind Onshore | Wind Onshore | PRO-001304 | PRO-001304
a0l8e0000012eIpAAI | CHANGED | Calderdale Wind Farm 240 MW | Calderdale Wind Farm 240 MW | CALDERDALE WIND FARM LTD | CALDERDALE WIND FARM LTD | Rochdale GSP | Rochdale GSP |  |  | 0 | 0 | 170 | 170 | 170 | 170 | 2037-10-30 | 30/10/2037 | Scoping | Scoping | Embedded | Embedded | NGET | NGET | Wind Onshore | Wind Onshore | PRO-004365 | PRO-004365
a0l8e0000012kcnAAA | CHANGED | Calderdale Wind Farm 312MW | Calderdale Wind Farm 312MW | CALDERDALE WIND FARM LTD | CALDERDALE WIND FARM LTD | Leeds North Connection Node B 400kV Substation | Leeds North Connection Node B 400kV Substation |  |  | 0 | 0 | 312 | 312 | 312 | 312 | 2035-10-30 | 30/10/2035 | Scoping | Scoping | Direct Connection | Direct Connection | NGET | NGET | Wind Onshore | Wind Onshore | PRO-004714 | PRO-004714
a0l4L0000005iYxQAI | CHANGED | Callisterhall Wind Farm | Callisterhall Wind Farm | E Power Limited | E Power Limited | Callisterhall 132kV | Callisterhall 132kV |  |  | 0 | 0 | 45.5 | 45.5 | 45.5 | 45.5 | 2029-04-27 | 27/04/2029 | Scoping | Scoping | Direct Connection | Direct Connection | SPT | SPT | Wind Onshore | Wind Onshore | PRO-001965 | PRO-001965
a0l4L0000005isGQAQ | CHANGED | Caple Rig [formerly Faw Side Community Wind Farm] | Caple Rig [formerly Faw Side Community Wind Farm] | CWP Energy Limited | CWP Energy Limited | Caple Rig 132kV Substation | Caple Rig 132kV Substation |  |  | 0 | 0 | 250 | 250 | 250 | 250 | 2029-09-07 | 07/09/2029 | Scoping | Scoping | Direct Connection | Direct Connection | SPT | SPT | Wind Onshore | Wind Onshore | PRO-000297 | PRO-000297
a0l4L0000005iMQQAY | CHANGED | Car Duibh Wind Farm | Car Duibh Wind Farm | CAR DUIBH WIND FARM LIMITED | CAR DUIBH WIND FARM LIMITED | Car Duibh 275kV Substation | Car Duibh 275kV Substation |  |  | 0 | 0 | 99 | 99 | 99 | 99 | 2034-10-31 | 31/10/2034 | Awaiting Consents | Awaiting Consents | Direct Connection | Direct Connection | SHET | SHET | Wind Onshore | Wind Onshore | PRO-002342 | PRO-002342
a0l4L0000005ivTQAQ | CHANGED | Carn Fearna Wind Farm | Carn Fearna Wind Farm | Carn Fearna Wind Farm Limited | Carn Fearna Wind Farm Limited | Carn Fearna Wind Farm 132/33kV Substation | Carn Fearna Wind Farm 132/33kV Substation |  |  | 0 | 0 | 85 | 85 | 85 | 85 | 2030-06-30 | 30/06/2030 | Scoping | Scoping | Direct Connection | Direct Connection | SHET | SHET | Wind Onshore | Wind Onshore | PRO-002231 | PRO-002231
a0l4L0000005iVEQAY | CHANGED | Carnedd Wen Wind Farm | Carnedd Wen Wind Farm | CARNEDD WEN WIND FARM LIMITED | CARNEDD WEN WIND FARM LIMITED | Mid Wales West 132kV Substation | Mid Wales West 132kV Substation |  |  | 0 | 0 | 150 | 150 | 150 | 150 | 2030-10-31 | 31/10/2030 | Scoping | Scoping | Embedded | Embedded | NGET | NGET | Wind Onshore | Wind Onshore | PRO-000090 | PRO-000090
a0l4L0000005iaWQAQ | CHANGED | Carrick Wind Farm | Carrick Wind Farm | SCOTTISHPOWER RENEWABLES (UK) LIMITED | SCOTTISHPOWER RENEWABLES (UK) LIMITED | Carrick Wind Farm Substation | Carrick Wind Farm Substation |  |  | 0 | 0 | 84 | 84 | 84 | 84 | 2030-04-01 | 01/04/2030 | Scoping | Scoping | Direct Connection | Direct Connection | SPT | SPT | Wind Onshore | Wind Onshore | PRO-001026 | PRO-001026
a0l8e000000f5XxAAI | CHANGED | Castlemilk 1 | Castlemilk 1 | Queequeg Renewables Ltd | Queequeg Renewables Ltd | Castlemilk 400kV Substation | Castlemilk 400kV Substation |  |  | 0 | 0 | 300 | 300 | 300 | 300 | 2036-10-31 | 31/10/2036 | Scoping | Scoping | Direct Connection | Direct Connection | SPT | SPT | PV Array (Photo Voltaic/solar) | PV Array (Photo Voltaic/solar) | PRO-003932 | PRO-003932
a0l8e0000012kqcAAA | CHANGED | Causeymire 2 Wind Farm | Causeymire 2 Wind Farm | HEADWIND DEVELOPMENT SERVICES LIMITED | HEADWIND DEVELOPMENT SERVICES LIMITED | Mybster 4 GSP | Mybster 4 GSP |  |  | 0 | 0 | 39.6 | 39.6 | 39.6 | 39.6 | 2034-10-31 | 31/10/2034 | Scoping | Scoping | Embedded | Embedded | SHET | SHET | Wind Onshore | Wind Onshore | PRO-004778 | PRO-004778
a0l8e000000TPK3AAO | CHANGED | Ceislein Wind Farm | Ceislein Wind Farm | RWE Renewables UK Onshore Wind Limited | RWE Renewables UK Onshore Wind Limited | Ceislien Wind Farm | Ceislien Wind Farm |  |  | 0 | 0 | 85.8 | 85.8 | 85.8 | 85.8 | 2031-10-31 | 31/10/2031 | Scoping | Scoping | Direct Connection | Direct Connection | SHET | SHET | Wind Onshore | Wind Onshore | PRO-003256 | PRO-003256
a0l8e000001Ho2yAAC | CHANGED | Chalmerston Windfarm | Chalmerston Windfarm | BROCKWELL ENERGY LIMITED | BROCKWELL ENERGY LIMITED | New Cumnock 275/132kV Substation | New Cumnock 275/132kV Substation |  |  | 0 | 0 | 75 | 75 | 75 | 75 | 2033-10-31 | 31/10/2033 | Scoping | Scoping | Direct Connection | Direct Connection | SPT | SPT | Wind Onshore | Wind Onshore | PRO-004057 | PRO-004057
a0l4L0000005inCQAQ | CHANGED | Chirmorie Wind Farm | Chirmorie Wind Farm | CHIRMORIE WIND FARM LIMITED | CHIRMORIE WIND FARM LIMITED | Chirmorie 132/33kV Substation | Chirmorie 132/33kV Substation |  |  | 0 | 0 | 91 | 91 | 91 | 91 | 2026-10-09 | 09/10/2026 | Consents Approved | Consents Approved | Direct Connection | Direct Connection | SPT | SPT | Wind Onshore | Wind Onshore | PRO-000094 | PRO-000094
a0l4L0000005iY6QAI | CHANGED | Chleansaid Wind Farm | Chleansaid Wind Farm | ESB ASSET DEVELOPMENT UK LIMITED | ESB ASSET DEVELOPMENT UK LIMITED | Chleansaid Wind Farm 132kV Substation | Chleansaid Wind Farm 132kV Substation |  |  | 0 | 0 | 96 | 96 | 96 | 96 | 2027-07-31 | 31/07/2027 | Scoping | Scoping | Direct Connection | Direct Connection | SHET | SHET | Wind Onshore | Wind Onshore | PRO-001608 | PRO-001608
a0l8e0000012kkvAAA | CHANGED | Clashindarroch Windfarm Extension | Clashindarroch Windfarm Extension | CLASHINDARROCH WINDFARM EXTENSION LIMITED | CLASHINDARROCH WINDFARM EXTENSION LIMITED | Clashindarroch Windfarm Extension 132kV Substation | Clashindarroch Windfarm Extension 132kV Substation |  |  | 0 | 0 | 145.2 | 145.2 | 145.2 | 145.2 | 2033-10-31 | 31/10/2033 | Scoping | Scoping | Direct Connection | Direct Connection | SHET | SHET | Wind Onshore | Wind Onshore | PRO-004769 | PRO-004769
a0l4L0000005iZoQAI | CHANGED | Cloich Forest Wind Farm | Cloich Forest Wind Farm | EDF ENERGY RENEWABLES LIMITED | EDF ENERGY RENEWABLES LIMITED | Cloich 132kV Substation | Cloich 132kV Substation |  |  | 0 | 0 | 67.2 | 67.2 | 67.2 | 67.2 | 2029-07-31 | 31/07/2029 | Scoping | Scoping | Direct Connection | Direct Connection | SPT | SHET | Wind Onshore | Wind Onshore | PRO-001387 | PRO-001387
a0l4L0000005ilxQAA | CHANGED | Cloiche Wind Farm | Cloiche Wind Farm | SSE Generation Limited | SSE Generation Limited | Cloich 132kV Substation | Cloich 132kV Substation |  |  | 0 | 0 | 200 | 200 | 200 | 200 | 2028-02-01 | 01/02/2028 | Scoping | Scoping | Direct Connection | Direct Connection | SHET | SHET | Wind Onshore | Wind Onshore | PRO-000425 | PRO-000425
a0l4L0000005iWrQAI | CHANGED | Cogle Moss Wind Farm | Cogle Moss Wind Farm | COGLE MOSS RENEWABLES LLP | COGLE MOSS RENEWABLES LLP | Mybster 2 132/33kV Substation | Mybster 2 132/33kV Substation |  |  | 0 | 0 | 36 | 36 | 36 | 36 | 2025-08-31 | 31/08/2025 | Consents Approved | Consents Approved | Embedded | Embedded | SHET | SHET | Wind Onshore | Wind Onshore | PRO-000973 | PRO-000973
a0l8e0000010wbPAAQ | CHANGED | Coille Beith Wind Farm | Coille Beith Wind Farm | COILLE BEITH WIND FARM LIMITED | COILLE BEITH WIND FARM LIMITED | Oykel Wind Farm 132kV Substation | Oykel Wind Farm 132kV Substation |  |  | 0 | 0 | 79.2 | 79.2 | 79.2 | 79.2 | 2032-10-31 | 31/10/2032 | Scoping | Scoping | Direct Connection | Direct Connection | SHET | SHET | Wind Onshore | Wind Onshore | PRO-002711 | PRO-002711
a0l8e000000evgLAAQ | CHANGED | Coldstream Solar PV Plant | Coldstream Solar PV Plant | Conrad Energy (Developments) II Limited | Conrad Energy (Developments) II Limited | Eccles GSP | Eccles GSP |  |  | 0 | 0 | 40.56 | 40.56 | 40.56 | 40.56 | 2031-07-31 | 31/07/2031 | Scoping | Scoping | Embedded | Embedded | SPT | SPT | PV Array (Photo Voltaic/solar) | PV Array (Photo Voltaic/solar) | PRO-003635 | PRO-003635
a0l4L0000005if2QAA | CHANGED | Cornharrow Wind Farm | Cornharrow Wind Farm | ENERGYFARM UK CORNHARROW LLP | ENERGYFARM UK CORNHARROW LLP | Quantans Hill 132kV Substation | Quantans Hill 132kV Substation |  |  | 0 | 0 | 50 | 50 | 50 | 50 | 2030-10-31 | 31/10/2030 | Scoping | Scoping | Direct Connection | Direct Connection | SPT | SPT | Wind Onshore | Wind Onshore | PRO-001741 | PRO-001741
a0l4L0000005iNoQAI | CHANGED | Correen Hills Wind Farm | Correen Hills Wind Farm | EDF ENERGY RENEWABLES LIMITED | EDF ENERGY RENEWABLES LIMITED | Correen Hills Wind Farm 132kV Substation | Correen Hills Wind Farm 132kV Substation |  |  | 0 | 0 | 68.4 | 68.4 | 68.4 | 68.4 | 2031-09-30 | 30/09/2031 | Scoping | Scoping | Direct Connection | Direct Connection | SHET | SHET | Wind Onshore | Wind Onshore | PRO-001825 | PRO-001825
a0l4L0000005imGQAQ | CHANGED | Corriegarth 2 Wind Farm | Corriegarth 2 Wind Farm | CORRIEGARTH 2 WIND FARM LIMITED | CORRIEGARTH 2 WIND FARM LIMITED | Corriegarth 132/33kV substation | Corriegarth 132/33kV substation |  |  | 0 | 0 | 70 | 70 | 70 | 70 | 2027-07-31 | 31/07/2027 | Scoping | Scoping | Direct Connection | Direct Connection | SHET | SHET | Wind Onshore | Wind Onshore | PRO-000420 | PRO-000420
a0lJ9000000PDyOIAW | CHANGED | Costa Head | Costa Head | COSTA HEAD WIND FARM LIMITED | COSTA HEAD WIND FARM LIMITED | Finstown (Orkney) GSP | Finstown (Orkney) GSP |  |  | 0 | 0 | 16.32 | 16.32 | 16.32 | 16.32 | 2029-04-06 | 06/04/2029 | Scoping | Scoping | Embedded | Embedded | SHET | SHET | Wind Onshore | Wind Onshore | PRO-005102 | PRO-005102
a0l4L0000005iPSQAY | CHANGED | Coupar Solar Farm | Coupar Solar Farm | COUPAR TWO LIMITED | COUPAR TWO LIMITED | Coupar Angus GSP | Coupar Angus GSP |  |  | 0 | 0 | 49.9 | 49.9 | 49.9 | 49.9 | 2027-04-30 | 30/04/2027 | Scoping | Scoping | Embedded | Embedded | SHET | SHET | PV Array (Photo Voltaic/solar) | PV Array (Photo Voltaic/solar) | PRO-001862 | PRO-001862
a0l4L0000005iyhQAA | CHANGED | Craig Watch Wind Farm | Craig Watch Wind Farm | Craig Watch Wind Farm Limited | Craig Watch Wind Farm Limited | Craig Watch Substation | Craig Watch Substation |  |  | 0 | 0 | 72.6 | 72.6 | 72.6 | 72.6 | 2031-05-15 | 15/05/2031 | Awaiting Consents | Awaiting Consents | Direct Connection | Direct Connection | SHET | SHET | Wind Onshore | Wind Onshore | PRO-001877 | PRO-001877
a0lJ9000000POQKIA4 | CHANGED | Craigdow Hill Wind Farm | Craigdow Hill Wind Farm | ABEI ENERGY LIMITED | ABEI ENERGY LIMITED | Maybole GSP | Maybole GSP |  |  | 0 | 0 | 38.4 | 38.4 | 38.4 | 38.4 | 2032-10-31 | 31/10/2032 | Scoping | Scoping | Embedded | Embedded | SPT | SPT | Wind Onshore | Wind Onshore | PRO-006036 | PRO-006036
a0l8e0000010wNzAAI | CHANGED | Craigend | Craigend | Renewable Energy Systems Limited | Renewable Energy Systems Limited | Arbroath GSP | Arbroath GSP |  |  | 0 | 0 | 49.9 | 49.9 | 49.9 | 49.9 | 2032-06-30 | 30/06/2032 | Scoping | Scoping | Embedded | Embedded | SHET | SHET | PV Array (Photo Voltaic/solar) | PV Array (Photo Voltaic/solar) | PRO-002567 | PRO-002567
a0l8e0000010wlKAAQ | CHANGED | Craighead Wind Farm | Craighead Wind Farm | GALILEO 02 LIMITED | GALILEO 02 LIMITED | Westfield 132/33kV | Westfield 132/33kV |  |  | 0 | 0 | 77 | 77 | 77 | 77 | 2032-10-29 | 29/10/2032 | Scoping | Scoping | Direct Connection | Direct Connection | SPT | SPT | Wind Onshore | Wind Onshore | PRO-002821 | PRO-002821
a0l8e000000f41xAAA | CHANGED | Craiginmoddie Wind Farm | Craiginmoddie Wind Farm | ENERGYFARM UK CRAIGINMODDIE LLP | ENERGYFARM UK CRAIGINMODDIE LLP | Maybole 132/33kV | Maybole 132/33kV |  |  | 0 | 0 | 92.4 | 92.4 | 92.4 | 92.4 | 2031-09-30 | 30/09/2031 | Scoping | Scoping | Direct Connection | Direct Connection | SPT | SPT | Wind Onshore | Wind Onshore | PRO-003829 | PRO-003829
a0l8e0000012jL5AAI | CHANGED | Craigneil Wind Farm | Craigneil Wind Farm | ESB ASSET DEVELOPMENT UK LIMITED | ESB ASSET DEVELOPMENT UK LIMITED | Fetteresso GSP | Fetteresso GSP |  |  | 0 | 0 | 42 | 42 | 42 | 42 | 2030-10-31 | 31/10/2030 | Scoping | Scoping | Embedded | Embedded | SHET | SHET | Wind Onshore | Wind Onshore | PRO-004670 | PRO-004670
a0l8e000000f4yFAAQ | CHANGED | Creachan Wind Farm | Creachan Wind Farm | RWE Renewables UK Onshore Wind Limited | RWE Renewables UK Onshore Wind Limited | Creachan Wind Farm 132/33kV Substation | Creachan Wind Farm 132/33kV Substation |  |  | 0 | 0 | 79.2 | 79.2 | 79.2 | 79.2 | 2030-10-31 | 31/10/2030 | Scoping | Scoping | Direct Connection | Direct Connection | SHET | SHET | Wind Onshore | Wind Onshore | PRO-003906 | PRO-003906
a0l8e000001HrDhAAK | CHANGED | Creag Dhubh | Creag Dhubh | MUIRDEN ENERGY LLP | MUIRDEN ENERGY LLP | Clachan 2 GSP | Clachan 2 GSP |  |  | 0 | 0 | 38.34 | 38.34 | 38.34 | 38.34 | 2030-10-31 | 31/10/2030 | Scoping | Scoping | Embedded | Embedded | SHET | SHET | Wind Onshore | Wind Onshore | PRO-004206 | PRO-004206
a0l4L0000005ingQAA | CHANGED | Creag Riabhach Wind Farm | Creag Riabhach Wind Farm | CREAG RIABHACH WIND FARM LTD | CREAG RIABHACH WIND FARM LTD | Creag Riabhach 132/33kV Substation | Creag Riabhach 132/33kV Substation | 1 | 2 | 92.4 | 0 | 0 | 12.6 | 92.4 | 105 |  | 31/07/2027 | Built | Consents Approved | Direct Connection | Direct Connection | SHET | SHET | Wind Onshore | Wind Onshore | PRO-000109-1 | PRO-000109-2
a0l4L0000005ingQAA | CHANGED | Creag Riabhach Wind Farm | Creag Riabhach Wind Farm | CREAG RIABHACH WIND FARM LTD | CREAG RIABHACH WIND FARM LTD | Creag Riabhach 132/33kV Substation | Creag Riabhach 132/33kV Substation | 2 | 1 | 0 | 92.4 | 12.6 | 0 | 105 | 92.4 | 2027-07-31 |  | Consents Approved | Built | Direct Connection | Direct Connection | SHET | SHET | Wind Onshore | Wind Onshore | PRO-000109-2 | PRO-000109-1
a0l4L0000005ingQAA | CHANGED | Creag Riabhach Wind Farm | Creag Riabhach Wind Farm | CREAG RIABHACH WIND FARM LTD | CREAG RIABHACH WIND FARM LTD | Creag Riabhach 132/33kV Substation | Creag Riabhach 132/33kV Substation | 2 | 2 | 0 | 0 | 12.6 | 12.6 | 105 | 105 | 2027-07-31 | 31/07/2027 | Consents Approved | Consents Approved | Direct Connection | Direct Connection | SHET | SHET | Wind Onshore | Wind Onshore | PRO-000109-2 | PRO-000109-2
a0l4L0000005iTnQAI | CHANGED | Creyke Beck Solar Farm | Creyke Beck Solar Farm | JBM SOLAR PROJECTS 33 LIMITED | JBM SOLAR PROJECTS 33 LIMITED | Creyke Beck GSP | Creyke Beck GSP |  |  | 0 | 0 | 320 | 320 | 320 | 320 | 2033-05-31 | 31/05/2033 | Scoping | Scoping | Embedded | Embedded | NGET | NGET | PV Array (Photo Voltaic/solar) | PV Array (Photo Voltaic/solar) | PRO-002062 | PRO-002062
a0lJ9000000POjyIAG | CHANGED | Crookedstone PV | Crookedstone PV | Enviromena Project Management UK Limited | Enviromena Project Management UK Limited | Strathaven GSP 33kV | Strathaven GSP 33kV |  |  | 0 | 0 | 49.9 | 49.9 | 49.9 | 49.9 | 2032-10-31 | 31/10/2032 | Scoping | Scoping | Embedded | Embedded | SPT | SPT | PV Array (Photo Voltaic/solar) | PV Array (Photo Voltaic/solar) | PRO-006119 | PRO-006119
a0l8e000000f4w9AAA | CHANGED | Cruach Bhreac Wind Farm | Cruach Bhreac Wind Farm | Statkraft UK Ltd | Statkraft UK Ltd | Craig Murrail GSP | Craig Murrail GSP |  |  | 0 | 0 | 100.8 | 100.8 | 100.8 | 100.8 | 2034-10-31 | 31/10/2034 | Scoping | Scoping | Direct Connection | Direct Connection | SHET | SHET | Wind Onshore | Wind Onshore | PRO-003879 | PRO-003879 | 1
a0l4L0000005ipMQAQ | CHANGED | Crystal Rig IV Wind Farm | Crystal Rig IV Wind Farm | CRYSTAL RIG IV LIMITED | CRYSTAL RIG IV LIMITED | Crystal Rig 400kV substation | Crystal Rig 400kV substation |  |  | 0 | 0 | 48.2 | 48.2 | 48.2 | 48.2 | 2025-10-13 | 13/10/2025 | Under Construction/Commissioning | Under Construction/Commissioning | Direct Connection | Direct Connection | SPT | SPT | Wind Onshore | Wind Onshore | PRO-000520 | PRO-000520
a0l4L0000005ix7QAA | CHANGED | Cumberhead West Wind Farm | Cumberhead West Wind Farm | CUMBERHEAD WEST WIND FARM LTD. | CUMBERHEAD WEST WIND FARM LTD. | Cumberhead 33kV | Cumberhead 33kV |  |  | 0 | 0 | 114 | 114 | 114 | 114 | 2025-07-31 | 31/07/2025 | Awaiting Consents | Awaiting Consents | Direct Connection | Direct Connection | SPT | SPT | Wind Onshore | Wind Onshore | PRO-000423 | PRO-000423
a0l4L0000005iqVQAQ | CHANGED | Daer Wind Farm | Daer Wind Farm | RWE Renewables UK Onshore Wind Limited | RWE Renewables UK Onshore Wind Limited | Daer Wind Farm 132/33kV | Daer Wind Farm 132/33kV |  |  | 0 | 0 | 96 | 96 | 96 | 96 | 2028-08-01 | 01/08/2028 | Scoping | Scoping | Direct Connection | Direct Connection | SPT | SPT | Wind Onshore | Wind Onshore | PRO-000565 | PRO-000565
a0l4L0000005igLQAQ | CHANGED | Dealanach WLC WF | Dealanach WLC WF | DEALANACH LIMITED | DEALANACH LIMITED | Hopsrig Collector 132/33kV Substation | Hopsrig Collector 132/33kV Substation |  |  | 0 | 0 | 12 | 12 | 12 | 12 | 2026-12-15 | 15/12/2026 | Scoping | Scoping | Direct Connection | Direct Connection | SPT | SPT | Wind Onshore | Wind Onshore | PRO-001722 | PRO-001722
a0l4L0000005ibPQAQ | CHANGED | Dell Wind Farm | Dell Wind Farm | DELL WIND FARM LIMITED | DELL WIND FARM LIMITED | Dell 132kV Substation | Dell 132kV Substation |  |  | 0 | 0 | 49.8 | 49.8 | 49.8 | 49.8 | 2030-04-01 | 01/04/2030 | Consents Approved | Consents Approved | Direct Connection | Direct Connection | SHET | SHET | Wind Onshore | Wind Onshore | PRO-001012 | PRO-001012
a0lJ9000000PFobIAG | CHANGED | Derwent Solar 2 | Derwent Solar 2 | Derwent Solar 2 Limited | Derwent Solar 2 Limited | Osbaldwick GSP | Osbaldwick GSP |  |  | 0 | 0 | 200 | 200 | 200 | 200 | 2039-10-31 | 31/10/2039 | Scoping | Scoping | Embedded | Embedded | NGET | NGET | PV Array (Photo Voltaic/solar) | PV Array (Photo Voltaic/solar) | PRO-005908 | PRO-005908
a0l4L0000005iOsQAI | CHANGED | Derwent Solar PV Array | Derwent Solar PV Array | ANESCO LIMITED | ANESCO LIMITED | Thornton 400kV Substation | Thornton 400kV Substation |  |  | 0 | 0 | 160 | 160 | 160 | 160 | 2032-05-31 | 31/05/2032 | Scoping | Scoping | Direct Connection | Direct Connection | NGET | NGET | PV Array (Photo Voltaic/solar) | PV Array (Photo Voltaic/solar) | PRO-001648 | PRO-001648
a0l4L0000005iULQAY | CHANGED | Dolyfardyn | Dolyfardyn | Llyn Lort Energy Park Limited | Llyn Lort Energy Park Limited | Chirk GSP | Chirk GSP |  |  | 0 | 0 | 165 | 165 | 165 | 165 | 2027-02-04 | 04/02/2027 | Scoping | Scoping | Embedded | Embedded | NGET | NGET | Wind Onshore | Wind Onshore | PRO-001584 | PRO-001584
a0l4L0000005ilvQAA | CHANGED | Dorenell Battery | Dorenell Battery | DORENELL WINDFARM EXTENSION LIMITED | DORENELL WINDFARM EXTENSION LIMITED | Dorenell BESS 132KV substation | Dorenell BESS 132KV substation |  |  | 0 | 0 | 37.5 | 37.5 | 37.5 | 37.5 | 2023-10-31 | 31/10/2023 | Scoping | Scoping | Direct Connection | Direct Connection | SHET | SHET | Wind Onshore | Wind Onshore | PRO-000427 | PRO-000427
a0l4L0000005iuPQAQ | CHANGED | Dorenell Windfarm Extension | Dorenell Windfarm Extension | DORENELL WINDFARM EXTENSION LIMITED | DORENELL WINDFARM EXTENSION LIMITED | Blackhillock 400kV Substation | Blackhillock 400kV Substation |  |  | 0 | 0 | 610 | 610 | 610 | 610 | 2033-10-31 | 31/10/2033 | Scoping | Scoping | Direct Connection | Direct Connection | SHET | SHET | Wind Onshore | Wind Onshore | PRO-002415 | PRO-002415
a0l4L0000005ixIQAQ | CHANGED | Douglas West Extension | Douglas West Extension | DOUGLAS WEST EXTENSION LTD | DOUGLAS WEST EXTENSION LTD | Douglas West Extension Windfarm | Douglas West Extension Windfarm |  |  | 0 | 0 | 60 | 60 | 60 | 60 | 2025-06-30 | 30/06/2025 | Consents Approved | Consents Approved | Direct Connection | Direct Connection | SPT | SPT | Wind Onshore | Wind Onshore | PRO-000422 | PRO-000422
a0l4L0000005iUEQAY | CHANGED | Drax Solar | Drax Solar | East Yorkshire Solar Farm Limited | East Yorkshire Solar Farm Limited | Drax 400kV Substation | Drax 400kV Substation |  |  | 0 | 0 | 400 | 400 | 400 | 400 | 2029-09-30 | 30/09/2029 | Scoping | Scoping | Embedded | Embedded | NGET | NGET | PV Array (Photo Voltaic/solar) | PV Array (Photo Voltaic/solar) | PRO-001759 | PRO-001759
a0l4L0000005iSXQAY | CHANGED | Druim Leathann BEGA | Druim Leathann BEGA | DRUIM LEATHANN WINDFARM LIMITED | DRUIM LEATHANN WINDFARM LIMITED | Stornoway GSP | Stornoway GSP |  |  | 0 | 0 | 49.7 | 49.7 | 49.7 | 49.7 | 2027-03-31 | 31/03/2027 | Scoping | Scoping | Embedded | Embedded | SHET | SHET | Wind Onshore | Wind Onshore | PRO-000966 | PRO-000966
a0l8e000000f6J0AAI | CHANGED | Drum of Clunas Wind and Solar Park | Drum of Clunas Wind and Solar Park | BROADHAVEN DISTRIBUTION LIMITED | BROADHAVEN DISTRIBUTION LIMITED | Drum of Clunas 275kV | Drum of Clunas 275kV |  |  | 0 | 0 | 150 | 150 | 150 | 150 | 2031-10-31 | 31/10/2031 | Scoping | Scoping | Direct Connection | Direct Connection | SHET | SHET | Wind Onshore | Wind Onshore | PRO-003970 | PRO-003970
a0l4L0000005iWaQAI | CHANGED | Drummarnock Wind Farm | Drummarnock Wind Farm | Drummarnock Wind Farm Limited | Drummarnock Wind Farm Limited | Bonnybridge 132/33kV | Bonnybridge 132/33kV |  |  | 0 | 0 | 30 | 30 | 30 | 30 | 2026-10-01 | 01/10/2026 | Scoping | Scoping | Embedded | Embedded | SPT | SPT | Wind Onshore | Wind Onshore | PRO-001912 | PRO-001912
a0l8e0000010wf7AAA | CHANGED | Dunach Wind Farm | Dunach Wind Farm | GALILEO 04 LIMITED | GALILEO 04 LIMITED | Taynuilt GSP | Taynuilt GSP |  |  | 0 | 0 | 100.8 | 100.8 | 100.8 | 100.8 | 2034-10-31 | 31/10/2034 | Scoping | Scoping | Direct Connection | Direct Connection | SHET | SHET | Wind Onshore | Wind Onshore | PRO-002754 | PRO-002754
a0l4L0000005imYQAQ | CHANGED | Dunlaw Extension | Dunlaw Extension | SCOTTISHPOWER RENEWABLES (UK) LIMITED | SCOTTISHPOWER RENEWABLES (UK) LIMITED | Dunlaw Extension 132/33kV | Dunlaw Extension 132/33kV |  |  | 29.75 | 29.75 | 126.25 | 126.25 | 156 | 156 | 2032-04-01 | 01/04/2032 | Built | Built | Direct Connection | Direct Connection | SPT | SPT | Wind Onshore | Wind Onshore | PRO-000061 | PRO-000061
a0l4L0000005ipGQAQ | CHANGED | Dunside Wind Farm | Dunside Wind Farm | EDF ENERGY RENEWABLES LIMITED | EDF ENERGY RENEWABLES LIMITED | Fallago 400/33kV | Fallago 400/33kV |  |  | 0 | 0 | 100 | 100 | 100 | 100 | 2029-04-30 | 30/04/2029 | Awaiting Consents | Awaiting Consents | Direct Connection | Direct Connection | SPT | SPT | Wind Onshore | Wind Onshore | PRO-000526 | PRO-000526
a0l4L0000005ixhQAA | CHANGED | Elchies Wind Farm | Elchies Wind Farm | ELCHIES WIND LIMITED | ELCHIES WIND LIMITED | Elchies 132/33kV Substation | Elchies 132/33kV Substation | 1 | 1 | 0 | 0 | 99 | 99 | 99 | 99 | 2028-11-30 | 30/11/2028 | Scoping | Scoping | Direct Connection | Direct Connection | SHET | SHET | Wind Onshore | Wind Onshore | PRO-000151-1 | PRO-000151-1
a0l4L0000005ixhQAA | CHANGED | Elchies Wind Farm | Elchies Wind Farm | ELCHIES WIND LIMITED | ELCHIES WIND LIMITED | Elchies 132/33kV Substation | Elchies 132/33kV Substation | 1 | 2 | 0 | 0 | 99 | 71 | 99 | 170 | 2028-11-30 | 30/11/2028 | Scoping | Scoping | Direct Connection | Direct Connection | SHET | SHET | Wind Onshore | Wind Onshore | PRO-000151-1 | PRO-000151-2
a0l4L0000005ixhQAA | CHANGED | Elchies Wind Farm | Elchies Wind Farm | ELCHIES WIND LIMITED | ELCHIES WIND LIMITED | Elchies 132/33kV Substation | Elchies 132/33kV Substation | 2 | 1 | 0 | 0 | 71 | 99 | 170 | 99 | 2028-11-30 | 30/11/2028 | Scoping | Scoping | Direct Connection | Direct Connection | SHET | SHET | Wind Onshore | Wind Onshore | PRO-000151-2 | PRO-000151-1
a0l4L0000005ixhQAA | CHANGED | Elchies Wind Farm | Elchies Wind Farm | ELCHIES WIND LIMITED | ELCHIES WIND LIMITED | Elchies 132/33kV Substation | Elchies 132/33kV Substation | 2 | 2 | 0 | 0 | 71 | 71 | 170 | 170 | 2028-11-30 | 30/11/2028 | Scoping | Scoping | Direct Connection | Direct Connection | SHET | SHET | Wind Onshore | Wind Onshore | PRO-000151-2 | PRO-000151-2
a0l4L0000005izzQAA | CHANGED | Enderby Tertiary | Enderby Tertiary | CLUMP FARM SOLAR LIMITED | CLUMP FARM SOLAR LIMITED | Enderby 400kV Substation | Enderby 400kV Substation |  |  | 0 | 0 | 57 | 57 | 57 | 57 | 2027-08-01 | 01/08/2027 | Scoping | Scoping | Direct Connection | Direct Connection | NGET | NGET | PV Array (Photo Voltaic/solar) | PV Array (Photo Voltaic/solar) | PRO-000430 | PRO-000430
a0l4L0000005imtQAA | CHANGED | Energy Isles | Energy Isles | ENERGY ISLES SHETLAND LIMITED | ENERGY ISLES SHETLAND LIMITED | Energy Isles 132kV Substation | Energy Isles 132kV Substation |  |  | 0 | 0 | 120.3 | 120.3 | 120.3 | 120.3 | 2032-10-30 | 30/10/2032 | Consents Approved | Consents Approved | Direct Connection | Direct Connection | SHET | SHET | Wind Onshore | Wind Onshore | PRO-000447 | PRO-000447
a0l4L0000005iQQQAY | CHANGED | Eppynt Common | Eppynt Common | GARREG FAWR ENERGY PARK LIMITED | GARREG FAWR ENERGY PARK LIMITED | Pont Abraham GSP | Pont Abraham GSP |  |  | 0 | 0 | 189.5 | 189.5 | 189.5 | 189.5 | 2026-10-31 | 31/10/2026 | Scoping | Scoping | Embedded | Embedded | NGET | NGET | Wind Onshore | Wind Onshore | PRO-001882 | PRO-001882
a0l4L0000005iNfQAI | CHANGED | Essendine | Essendine | MALLARD PASS SOLAR FARM LIMITED | MALLARD PASS SOLAR FARM LIMITED | Ryhall 400kV Substation | Ryhall 400kV Substation |  |  | 0 | 0 | 240 | 240 | 240 | 240 | 2028-01-01 | 01/01/2028 | Consents Approved | Consents Approved | Direct Connection | Direct Connection | NGET | NGET | PV Array (Photo Voltaic/solar) | PV Array (Photo Voltaic/solar) | PRO-001643 | PRO-001643
a0l4L0000005ibQQAQ | CHANGED | Euchanhead Wind Farm | Euchanhead Wind Farm | SCOTTISHPOWER RENEWABLES (UK) LIMITED | SCOTTISHPOWER RENEWABLES (UK) LIMITED | Euchanhead 132kV Substation | Euchanhead 132kV Substation |  |  | 0 | 0 | 112 | 112 | 112 | 112 | 2030-10-29 | 29/10/2030 | Scoping | Scoping | Direct Connection | Direct Connection | SPT | SPT | Wind Onshore | Wind Onshore | PRO-001011 | PRO-001011
a0l8e000000f7klAAA | CHANGED | Fairburn Extension Wind Farm | Fairburn Extension Wind Farm | SSE Renewables Services (UK) Limited | SSE Renewables Services (UK) Limited | Fairburn Extension 132/33kV Substation | Fairburn Extension 132/33kV Substation |  |  | 0 | 0 | 90 | 90 | 90 | 90 | 2031-10-31 | 31/10/2031 | Scoping | Scoping | Direct Connection | Direct Connection | SHET | SHET | Wind Onshore | Wind Onshore | PRO-004012 | PRO-004012
a0l8e0000012eoeAAA | CHANGED | Farr WindFarm | Farr WindFarm | FARR WINDFARM LIMITED | FARR WINDFARM LIMITED | Tomatin 275kV Substation | Tomatin 275kV Substation |  |  | 0 | 0 | 144.8 | 144.8 | 144.8 | 144.8 | 2030-01-30 | 30/01/2030 | Scoping | Scoping | Direct Connection | Direct Connection | SHET | SHET | Wind Onshore | Wind Onshore | PRO-004381 | PRO-004381
a0l8e0000012hmYAAQ | CHANGED | Fauldielaw | Fauldielaw | Renewable Energy Systems Limited | Cairn Duhie Energy Limited | Arbroath GSP | Arbroath GSP |  |  | 0 | 0 | 49.9 | 49.9 | 49.9 | 49.9 | 2032-10-31 | 31/10/2032 | Scoping | Scoping | Embedded | Embedded | SHET | SHET | PV Array (Photo Voltaic/solar) | PV Array (Photo Voltaic/solar) | PRO-004503 | PRO-004503
a0l4L0000005izPQAQ | CHANGED | Fell Wind Farm | Fell Wind Farm | ENERGYFARM UK FELL LLP | ENERGYFARM UK FELL LLP | SPT Margree collector substation | SPT Margree collector substation |  |  | 0 | 0 | 50 | 50 | 50 | 50 | 2029-10-31 | 31/10/2029 | Scoping | Scoping | Direct Connection | Direct Connection | SPT | SPT | Wind Onshore | Wind Onshore | PRO-001755 | PRO-001755
a0l4L0000005izAQAQ | CHANGED | Fleet (Tertiary) | Fleet (Tertiary) | CSE23 LIMITED | CSE23 LIMITED | Fleet 400kV Substation | Fleet 400kV Substation |  |  | 0 | 0 | 47.5 | 47.5 | 47.5 | 47.5 | 2026-10-31 | 31/10/2026 | Consents Approved | Consents Approved | Direct Connection | Direct Connection | NGET | NGET | PV Array (Photo Voltaic/solar) | PV Array (Photo Voltaic/solar) | PRO-001087 | PRO-001087
a0l4L0000005iYiQAI | CHANGED | Glen Ullinish Extension | Glen Ullinish Extension | GLEN ULLINISH WF 2 LTD | GLEN ULLINISH WF 2 LTD | Glen Ullinish Extension 132/33kV Substation | Glen Ullinish Extension 132/33kV Substation |  |  | 0 | 0 | 240 | 240 | 240 | 240 | 2027-04-01 | 01/04/2027 | Scoping | Scoping | Direct Connection | Direct Connection | SHET | SHET | Wind Onshore | Wind Onshore | PRO-001346 | PRO-001346
a0l8e0000010wklAAA | CHANGED | Fleet Solar PV | Fleet Solar PV | FLEET SOLAR LIMITED | FLEET SOLAR LIMITED | Fleet 400kV Substation | Fleet 400kV Substation |  |  | 0 | 0 | 57 | 57 | 57 | 57 | 2028-08-07 | 07/08/2028 | Awaiting Consents | Awaiting Consents | Direct Connection | Direct Connection | NGET | NGET | PV Array (Photo Voltaic/solar) | PV Array (Photo Voltaic/solar) | PRO-002814 | PRO-002814
a0lJ9000000POkIIAW | CHANGED | Forsinain Wind Farm | Forsinain Wind Farm | Forsinain Forest Wind Farm Limited | Forsinain Forest Wind Farm Limited | Connagill 132kV Substation | Connagill 132kV Substation |  |  | 0 | 0 | 99 | 99 | 99 | 99 | 2037-10-31 | 31/10/2037 | Scoping | Scoping | Direct Connection | Direct Connection | SHET | SHET | Wind Onshore | Wind Onshore | PRO-006123 | PRO-006123
a0l4L0000005iieQAA | CHANGED | Fron Goch | Fron Goch | NANT MITHIL ENERGY PARK LIMITED | NANT MITHIL ENERGY PARK LIMITED | Pont Abraham 132KV | Pont Abraham 132KV |  |  | 0 | 0 | 252.7 | 252.7 | 252.7 | 252.7 | 2026-10-31 | 31/10/2026 | Scoping | Scoping | Embedded | Embedded | NGET | NGET | Wind Onshore | Wind Onshore | PRO-001563 | PRO-001563
a0l4L0000005ihPQAQ | CHANGED | Gaerwen Wind Farm | Gaerwen Wind Farm | RWE Renewables UK Onshore Wind Limited | RWE Renewables UK Onshore Wind Limited | Gwyddelwern 400kV Substation | Gwyddelwern 400kV Substation |  |  | 0 | 0 | 67 | 67 | 67 | 67 | 2027-06-01 | 01/06/2027 | Awaiting Consents | Awaiting Consents | Direct Connection | Direct Connection | NGET | NGET | Wind Onshore | Wind Onshore | PRO-001550 | PRO-001550
a0l8e000001Hr2cAAC | CHANGED | Galileo 05 | Galileo 05 | GALILEO 05 LIMITED | GALILEO 05 LIMITED | Lynemore Windfarm 132kV Substation | Lynemore Windfarm 132kV Substation |  |  | 0 | 0 | 84 | 84 | 84 | 84 | 2031-10-31 | 31/10/2031 | Scoping | Scoping | Direct Connection | Direct Connection | SHET | SHET | Wind Onshore | Wind Onshore | PRO-004173 | PRO-004173
a0l8e000000f40GAAQ | CHANGED | GALILEO 06 | GALILEO 06 | Galileo Empower UK Limited | Galileo Empower UK Limited | Llandyfaelog 132kV Substation | Llandyfaelog 132kV Substation |  |  | 0 | 0 | 175 | 175 | 175 | 175 | 2037-10-31 | 31/10/2037 | Scoping | Scoping | Embedded | Embedded | NGET | NGET | Wind Onshore | Wind Onshore | PRO-003810 | PRO-003810
a0l4L0000005iXVQAY | CHANGED | Garbet Wind Farm | Garbet Wind Farm | GARBET WIND FARM LLP | GARBET WIND FARM LLP | Keith GSP | Keith GSP |  |  | 0 | 0 | 46.2 | 46.2 | 46.2 | 46.2 | 2026-10-31 | 31/10/2026 | Consents Approved | Consents Approved | Embedded | Embedded | SHET | SHET | Wind Onshore | Wind Onshore | PRO-001813 | PRO-001813
a0l4L0000005iyqQAA | CHANGED | Garvary Wind Farm | Garvary Wind Farm | GARVARY WIND FARM LTD | GARVARY WIND FARM LTD | Garvary 132kV Substation | Garvary 132kV Substation |  |  | 0 | 0 | 222 | 222 | 222 | 222 | 2028-06-30 | 30/06/2028 | Scoping | Scoping | Direct Connection | Direct Connection | SHET | SHET | Wind Onshore | Wind Onshore | PRO-001927 | PRO-001927
a0l4L0000005iWyQAI | CHANGED | Giants Burn Wind Farm | Giants Burn Wind Farm | GB WIND FARM LIMITED | GB WIND FARM LIMITED | Dunoon GSP | Dunoon GSP |  |  | 0 | 0 | 44 | 44 | 44 | 44 | 2030-05-31 | 31/05/2030 | Scoping | Scoping | Embedded | Embedded | SHET | SHET | Wind Onshore | Wind Onshore | PRO-002232 | PRO-002232
a0lJ9000000PGEgIAO | CHANGED | Gladsmuir Wind Farm | Gladsmuir Wind Farm | WIND ESTATE (UK) LIMITED | WIND ESTATE (UK) LIMITED | Harburn 132/33kV Grid Supply Point Substation | Harburn 132/33kV Grid Supply Point Substation |  |  | 0 | 0 | 43 | 43 | 43 | 43 | 2032-10-29 | 29/10/2032 | Scoping | Scoping | Embedded | Embedded | SPT | SPT | Wind Onshore | Wind Onshore | PRO-005915 | PRO-005915
a0lJ9000000POPHIA4 | CHANGED | Glasvaar | Glasvaar | E Power Limited | E Power Limited | Craig Murrail GSP | Craig Murrail GSP |  |  | 0 | 0 | 36 | 36 | 36 | 36 | 2037-10-31 | 31/10/2037 | Scoping | Scoping | Direct Connection | Direct Connection | SHET | SHET | Wind Onshore | Wind Onshore | PRO-006025 | PRO-006025
a0l4L0000005iQ5QAI | CHANGED | Gleann Eoghainn | Gleann Eoghainn | Renantis UK Limited | Renantis UK Limited | Dunvegan 132/33kV Grid Supply Point Substation | Dunvegan 132/33kV Grid Supply Point Substation |  |  | 0 | 0 | 25 | 25 | 25 | 25 | 2029-11-30 | 30/11/2029 | Scoping | Scoping | Embedded | Embedded | SHET | SHET | Wind Onshore | Wind Onshore | PRO-001275 | PRO-001275
a0l4L0000005isHQAQ | CHANGED | Glen Ullinish Wind Farm | Glen Ullinish Wind Farm | GLEN ULLINISH WF LIMITED | GLEN ULLINISH WF LIMITED | Glen Ullinish 132/33kV Substation | Glen Ullinish 132/33kV Substation |  |  | 0 | 0 | 49.9 | 49.9 | 49.9 | 49.9 | 2026-10-31 | 31/10/2026 | Consents Approved | Consents Approved | Direct Connection | Direct Connection | SHET | SHET | Wind Onshore | Wind Onshore | PRO-000298 | PRO-000298
a0l4L0000005iyyQAA | CHANGED | Glendye Wind Farm | Glendye Wind Farm | GLENDYE WIND FARM LIMITED | GLENDYE WIND FARM LIMITED | Glendye Wind Farm Substation | Glendye Wind Farm Substation | 1 | 1 | 0 | 0 | 124.8 | 124.8 | 124.8 | 124.8 | 2028-10-31 | 31/10/2028 | Scoping | Scoping | Direct Connection | Direct Connection | SHET | SHET | Wind Onshore | Wind Onshore | PRO-001389-1 | PRO-001389-1
a0l4L0000005iyyQAA | CHANGED | Glendye Wind Farm | Glendye Wind Farm | GLENDYE WIND FARM LIMITED | GLENDYE WIND FARM LIMITED | Glendye Wind Farm Substation | Glendye Wind Farm Substation | 1 | 2 | 0 | 0 | 124.8 | 42 | 124.8 | 166.8 | 2028-10-31 | 30/04/2034 | Scoping | Scoping | Direct Connection | Direct Connection | SHET | SHET | Wind Onshore | Wind Onshore | PRO-001389-1 | PRO-001389-2
a0l4L0000005iyyQAA | CHANGED | Glendye Wind Farm | Glendye Wind Farm | GLENDYE WIND FARM LIMITED | GLENDYE WIND FARM LIMITED | Glendye Wind Farm Substation | Glendye Wind Farm Substation | 2 | 1 | 0 | 0 | 42 | 124.8 | 166.8 | 124.8 | 2034-04-30 | 31/10/2028 | Scoping | Scoping | Direct Connection | Direct Connection | SHET | SHET | Wind Onshore | Wind Onshore | PRO-001389-2 | PRO-001389-1
a0l4L0000005iyyQAA | CHANGED | Glendye Wind Farm | Glendye Wind Farm | GLENDYE WIND FARM LIMITED | GLENDYE WIND FARM LIMITED | Glendye Wind Farm Substation | Glendye Wind Farm Substation | 2 | 2 | 0 | 0 | 42 | 42 | 166.8 | 166.8 | 2034-04-30 | 30/04/2034 | Scoping | Scoping | Direct Connection | Direct Connection | SHET | SHET | Wind Onshore | Wind Onshore | PRO-001389-2 | PRO-001389-2
a0l8e0000012ggkAAA | CHANGED | Glenmore | Glenmore | AEUK WIND PROJECT II LTD | AEUK WIND PROJECT II LTD | Edinbane 132/33kV Substation | Edinbane 132/33kV Substation |  |  | 0 | 0 | 39.6 | 39.6 | 39.6 | 39.6 | 2034-10-31 | 31/10/2034 | Scoping | Scoping | Direct Connection | Direct Connection | SHET | SHET | Wind Onshore | Wind Onshore | PRO-004445 | PRO-004445
a0l4L0000005iwRQAQ | CHANGED | Glenmuckloch Wind Farm | Glenmuckloch Wind Farm | GLENMUCKLOCH RENEWABLE ENERGY LIMITED | GLENMUCKLOCH RENEWABLE ENERGY LIMITED | Glenmuckloch 132/33kV | Glenmuckloch 132/33kV |  |  | 0 | 0 | 33.6 | 33.6 | 33.6 | 33.6 | 2029-05-31 | 31/05/2029 | Awaiting Consents | Awaiting Consents | Direct Connection | Direct Connection | SPT | SPT | Wind Onshore | Wind Onshore | PRO-000300 | PRO-000300
a0l8e000001Ho33AAC | CHANGED | Glenmuir Windfarm | Glenmuir Windfarm | BROCKWELL ENERGY LIMITED | BROCKWELL ENERGY LIMITED | Glenmuir Windfarm 132kV Substation | Glenmuir Windfarm 132kV Substation |  |  | 0 | 0 | 80 | 80 | 80 | 80 | 2036-06-30 | 30/06/2036 | Scoping | Scoping | Direct Connection | Direct Connection | SPT | SPT | Wind Onshore | Wind Onshore | PRO-004058 | PRO-004058
a0l4L0000005in1QAA | CHANGED | Glenshimmeroch Windfarm | Glenshimmeroch Windfarm | ENERGYFARM UK GLENSHIMMEROCH LLP | ENERGYFARM UK GLENSHIMMEROCH LLP | SPT Margree collector substation | SPT Margree collector substation |  |  | 0 | 0 | 45 | 45 | 45 | 45 | 2029-10-31 | 31/10/2029 | Consents Approved | Consents Approved | Direct Connection | Direct Connection | SPT | SPT | Wind Onshore | Wind Onshore | PRO-000440 | PRO-000440
a0l8e00000120NhAAI | CHANGED | Glentarken Wind Farm | Glentarken Wind Farm | SSE Renewables Services (UK) Limited | SSE Renewables Services (UK) Limited | Killin GSP | Killin GSP |  |  | 0 | 0 | 104 | 104 | 104 | 104 | 2031-11-30 | 30/11/2031 | Scoping | Scoping | Direct Connection | Direct Connection | SHET | SHET | Wind Onshore | Wind Onshore | PRO-003627 | PRO-003627
a0l8e0000012hwRAAQ | CHANGED | Grayside Wind Farm | Grayside Wind Farm | GRAYSIDE WF LTD | GRAYSIDE WF LTD | Grayside 132/33kV Substation | Grayside 132/33kV Substation |  |  | 0 | 0 | 108 | 108 | 108 | 108 | 2037-10-31 | 31/10/2037 | Scoping | Scoping | Direct Connection | Direct Connection | SPT | SPT | Wind Onshore | Wind Onshore | PRO-004563 | PRO-004563
a0l4L0000005ibVQAQ | CHANGED | Greenburn Mixed Technology | Greenburn Mixed Technology | REG GREENBURN LIMITED | REG GREENBURN LIMITED | Greenburn Mixed Technology 132kV Substation | Greenburn Mixed Technology 132kV Substation |  |  | 0 | 0 | 90 | 90 | 90 | 90 | 2027-10-31 | 31/10/2027 | Scoping | Scoping | Direct Connection | Direct Connection | SPT | SPT | Wind Onshore | Wind Onshore | PRO-001006 | PRO-001006
a0l8e000000TPKNAA4 | CHANGED | Grimshader Wind Farm | Grimshader Wind Farm | RWE Renewables UK Onshore Wind Limited | RWE Renewables UK Onshore Wind Limited | Grimshader Wind Farm Substation132 KV | Grimshader Wind Farm Substation132 KV |  |  | 0 | 0 | 79.2 | 79.2 | 79.2 | 79.2 | 2033-10-31 | 31/10/2033 | Scoping | Scoping | Direct Connection | Direct Connection | SHET | SHET | Wind Onshore | Wind Onshore | PRO-003258 | PRO-003258
a0l8e000001HxbRAAS | CHANGED | Hall Ings Farm Substation | Hall Ings Farm Substation | O&G Group Limited | O&G Group Limited | Creyke Beck 132kV | Creyke Beck 132kV |  |  | 0 | 0 | 100 | 100 | 100 | 100 | 2034-10-30 | 30/10/2034 | Scoping | Scoping | Embedded | Embedded | NGET | NGET | PV Array (Photo Voltaic/solar) | PV Array (Photo Voltaic/solar) | PRO-004275 | PRO-004275
a0l4L0000005iysQAA | CHANGED | Hare Craig Wind Farm | Hare Craig Wind Farm | HARE CRAIG WINDFARM LLP | HARE CRAIG WINDFARM LLP | Hare Craig 33kV Substation | Hare Craig 33kV Substation |  |  | 0 | 0 | 46.2 | 46.2 | 46.2 | 46.2 | 2028-10-31 | 31/10/2028 | Awaiting Consents | Awaiting Consents | Direct Connection | Direct Connection | SPT | SPT | Wind Onshore | Wind Onshore | PRO-000940 | PRO-000940
a0l8e000000f6A6AAI | CHANGED | Hare Hill Repowering | Hare Hill Repowering | SCOTTISHPOWER RENEWABLES (UK) LIMITED | SCOTTISHPOWER RENEWABLES (UK) LIMITED | Hare Hill Repowering 132/33kV Substation | Hare Hill Repowering 132/33kV Substation |  |  | 0 | 0 | 114 | 114 | 114 | 114 | 2031-10-31 | 31/10/2031 | Scoping | Scoping | Direct Connection | Direct Connection | SPT | SPT | Wind Onshore | Wind Onshore | PRO-003963 | PRO-003963
a0l4L0000005ipdQAA | CHANGED | Hareshaw Rig Wind Farm | Hareshaw Rig Wind Farm | HARESHAW RIG WF LIMITED | HARESHAW RIG WF LIMITED | Hopsrig Collector 132/33kV Substation | Hopsrig Collector 132/33kV Substation |  |  | 0 | 0 | 40 | 40 | 40 | 40 | 2029-10-31 | 31/10/2029 | Scoping | Scoping | Direct Connection | Direct Connection | SPT | SPT | Wind Onshore | Wind Onshore | PRO-000543 | PRO-000543
a0l4L0000005icnQAA | CHANGED | Harestanes West Wind Farm | Harestanes West Wind Farm | SCOTTISHPOWER RENEWABLES (UK) LIMITED | SCOTTISHPOWER RENEWABLES (UK) LIMITED | Harestanes West Wind Farm 132/33kV | Harestanes West Wind Farm 132/33kV | 1 | 1 | 0 | 0 | 56 | 56 | 56 | 56 | 2029-09-01 | 01/09/2029 | Scoping | Scoping | Direct Connection | Direct Connection | SPT | SPT | Wind Onshore | Wind Onshore | PRO-001075-1 | PRO-001075-1
a0l4L0000005icnQAA | CHANGED | Harestanes West Wind Farm | Harestanes West Wind Farm | SCOTTISHPOWER RENEWABLES (UK) LIMITED | SCOTTISHPOWER RENEWABLES (UK) LIMITED | Harestanes West Wind Farm 132/33kV | Harestanes West Wind Farm 132/33kV | 1 | 2 | 0 | 0 | 56 | 25 | 56 | 81 | 2029-09-01 | 01/07/2035 | Scoping | Scoping | Direct Connection | Direct Connection | SPT | SPT | Wind Onshore | Wind Onshore | PRO-001075-1 | PRO-001075-2
a0l4L0000005icnQAA | CHANGED | Harestanes West Wind Farm | Harestanes West Wind Farm | SCOTTISHPOWER RENEWABLES (UK) LIMITED | SCOTTISHPOWER RENEWABLES (UK) LIMITED | Harestanes West Wind Farm 132/33kV | Harestanes West Wind Farm 132/33kV | 2 | 1 | 0 | 0 | 25 | 56 | 81 | 56 | 2035-07-01 | 01/09/2029 | Scoping | Scoping | Direct Connection | Direct Connection | SPT | SPT | Wind Onshore | Wind Onshore | PRO-001075-2 | PRO-001075-1
a0l4L0000005icnQAA | CHANGED | Harestanes West Wind Farm | Harestanes West Wind Farm | SCOTTISHPOWER RENEWABLES (UK) LIMITED | SCOTTISHPOWER RENEWABLES (UK) LIMITED | Harestanes West Wind Farm 132/33kV | Harestanes West Wind Farm 132/33kV | 2 | 2 | 0 | 0 | 25 | 25 | 81 | 81 | 2035-07-01 | 01/07/2035 | Scoping | Scoping | Direct Connection | Direct Connection | SPT | SPT | Wind Onshore | Wind Onshore | PRO-001075-2 | PRO-001075-2
a0l8e000000TPcUAAW | CHANGED | Hawkwood Wind Farm | Hawkwood Wind Farm | WILSON RENEWABLES IV LLP | WILSON RENEWABLES IV LLP | Hawkwood Windfarm 33kV Substation | Hawkwood Windfarm 33kV Substation |  |  | 0 | 0 | 34 | 34 | 34 | 34 | 2030-04-30 | 30/04/2030 | Scoping | Scoping | Direct Connection | Direct Connection | SPT | SPT | Wind Onshore | Wind Onshore | PRO-003450 | PRO-003450
a0l8e000000TPKIAA4 | CHANGED | Heastabhal Wind Farm | Heastabhal Wind Farm | RWE Renewables UK Onshore Wind Limited | RWE Renewables UK Onshore Wind Limited | Heastabhal Wind Farm Substation 132 KV | Heastabhal Wind Farm Substation 132 KV |  |  | 0 | 0 | 66 | 66 | 66 | 66 | 2033-10-31 | 31/10/2033 | Scoping | Scoping | Direct Connection | Direct Connection | SHET | SHET | Wind Onshore | Wind Onshore | PRO-003257 | PRO-003257
a0lJ9000000PDyEIAW | CHANGED | Hesta Head | Hesta Head | HESTA HEAD WIND FARM LIMITED | HESTA HEAD WIND FARM LIMITED | Finstown (Orkney) GSP | Finstown (Orkney) GSP |  |  | 0 | 0 | 20.4 | 20.4 | 20.4 | 20.4 | 2029-04-06 | 06/04/2029 | Scoping | Scoping | Embedded | Embedded | SHET | SHET | Wind Onshore | Wind Onshore | PRO-005100 | PRO-005100
a0lJ9000000blQUIAY | CHANGED | High Brenfield 1 | High Brenfield 1 | High Brenfield Wind Farm Limited | High Brenfield Wind Farm Limited | High Brenfield 1 GSP | High Brenfield 1 GSP |  |  | 0 | 0 | 52.8 | 52.8 | 52.8 | 52.8 | 2034-10-31 | 31/10/2034 | Scoping | Scoping | Embedded | Embedded | SHET | SHET | Wind Onshore | Wind Onshore | PRO-004875 | PRO-004875
a0lJ9000000blQZIAY | CHANGED | High Brenfield 2 | High Brenfield 2 | High Brenfield Wind Farm Limited | High Brenfield Wind Farm Limited | Craig Murrail GSP | Craig Murrail GSP |  |  | 0 | 0 | 20.4 | 20.4 | 20.4 | 20.4 | 2034-10-31 | 31/10/2034 | Scoping | Scoping | Embedded | Embedded | SHET | SHET | Wind Onshore | Wind Onshore | PRO-004876 | PRO-004876
a0l4L0000005imKQAQ | CHANGED | High Constellation Windfarm | High Constellation Windfarm | HIGH CONSTELLATION WINDFARM LIMITED | HIGH CONSTELLATION WINDFARM LIMITED | High Constellation 132/33kV Substation | High Constellation 132/33kV Substation |  |  | 0 | 0 | 50 | 50 | 50 | 50 | 2027-07-31 | 31/07/2027 | Scoping | Scoping | Direct Connection | Direct Connection | SHET | SHET | Wind Onshore | Wind Onshore | PRO-000416 | PRO-000416
a0l4L0000005iY7QAI | CHANGED | High Marnham Solar Farm | High Marnham Solar Farm | ANESCO LIMITED | ANESCO LIMITED | High Marnham 400kV Substation | High Marnham 400kV Substation |  |  | 0 | 0 | 99.9 | 99.9 | 99.9 | 99.9 | 2031-10-31 | 31/10/2031 | Scoping | Scoping | Direct Connection | Direct Connection | NGET | NGET | PV Array (Photo Voltaic/solar) | PV Array (Photo Voltaic/solar) | PRO-001845 | PRO-001845
a0l4L0000005iRiQAI | CHANGED | Hill of Towie 2 Wind Farm | Hill of Towie 2 Wind Farm | GREENHILLS 1 LIMITED | GREENHILLS 1 LIMITED | Keith GSP | Keith GSP |  |  | 0 | 0 | 36 | 36 | 36 | 36 | 2030-06-01 | 01/06/2030 | Consents Approved | Consents Approved | Embedded | Embedded | SHET | SHET | Wind Onshore | Wind Onshore | PRO-000938 | PRO-000938
a0l4L0000005ibYQAQ | CHANGED | Hollandmey Renewable Energy Development | Hollandmey Renewable Energy Development | SCOTTISHPOWER RENEWABLES (UK) LIMITED | SCOTTISHPOWER RENEWABLES (UK) LIMITED | Hollandmey Renewable Energy Development132/33kV Substation | Hollandmey Renewable Energy Development132/33kV Substation |  |  | 0 | 0 | 49.5 | 49.5 | 49.5 | 49.5 | 2030-05-31 | 31/05/2030 | Consents Approved | Consents Approved | Direct Connection | Direct Connection | SHET | SHET | Wind Onshore | Wind Onshore | PRO-001094 | PRO-001094
a0lJ9000000PNpTIAW | CHANGED | Hoolan Hills Renewable Energy Park | Hoolan Hills Renewable Energy Park | RIDGE CLEAN ENERGY LTD | RIDGE CLEAN ENERGY LTD | Holm Hill 132kV Substation | Holm Hill 132kV Substation |  |  | 0 | 0 | 66 | 66 | 66 | 66 | 2037-10-31 | 31/10/2037 | Scoping | Scoping | Direct Connection | Direct Connection | SPT | SPT | Wind Onshore | Wind Onshore | PRO-006001 | PRO-006001 | 1
a0l4L0000005isfQAA | CHANGED | Hopsrig Wind Farm | Hopsrig Wind Farm | HOPSRIG WIND FARM LIMITED | HOPSRIG WIND FARM LIMITED | Hopsrig Collector 132/33kV Substation | Hopsrig Collector 132/33kV Substation |  |  | 0 | 0 | 48 | 48 | 48 | 48 | 2027-10-31 | 31/10/2027 | Consents Approved | Consents Approved | Direct Connection | Direct Connection | SPT | SPT | Wind Onshore | Wind Onshore | PRO-000318 | PRO-000318
a0lJ9000000PEBHIA4 | CHANGED | Huntington Solar PV | Huntington Solar PV | EDF ENERGY RENEWABLES LIMITED | EDF ENERGY RENEWABLES LIMITED | West Anglia Connection Node D 400kV Substation | West Anglia Connection Node D 400kV Substation |  |  | 0 | 0 | 240 | 240 | 240 | 240 | 2037-10-31 | 31/10/2037 | Scoping | Scoping | Direct Connection | Direct Connection | NGET | NGET | PV Array (Photo Voltaic/solar) | PV Array (Photo Voltaic/solar) | PRO-005118 | PRO-005118
a0l8e0000010wmDAAQ | CHANGED | Inveroykel Wind Farm | Inveroykel Wind Farm | RWE RENEWABLES UK SWINDON LIMITED | RWE RENEWABLES UK SWINDON LIMITED | Inveroykel Wind Farm 132kV | Inveroykel Wind Farm 132kV |  |  | 0 | 0 | 191.4 | 191.4 | 191.4 | 191.4 | 2031-10-31 | 31/10/2031 | Scoping | Scoping | Direct Connection | Direct Connection | SHET | SHET | Wind Onshore | Wind Onshore | PRO-002831 | PRO-002831
a0l4L0000005iuZQAQ | CHANGED | Kellas Wind Farm | Kellas Wind Farm | E Power Limited | E Power Limited | Kellas Wind Farm 132kV Substation | Kellas Wind Farm 132kV Substation |  |  | 0 | 0 | 90 | 90 | 90 | 90 | 2030-10-31 | 31/10/2030 | Scoping | Scoping | Direct Connection | Direct Connection | SHET | SHET | Wind Onshore | Wind Onshore | PRO-002271 | PRO-002271
a0lJ9000000PDwDIAW | CHANGED | KENLEY HOUSE SOLAR PARK | KENLEY HOUSE SOLAR PARK | BOOM DEVELOPMENTS LTD | BOOM DEVELOPMENTS LTD | Creyke Beck GSP | Creyke Beck GSP |  |  | 0 | 0 | 150 | 150 | 150 | 150 | 2039-10-30 | 30/10/2039 | Scoping | Scoping | Embedded | Embedded | NGET | NGET | PV Array (Photo Voltaic/solar) | PV Array (Photo Voltaic/solar) | PRO-005078 | PRO-005078
a0l4L0000005isgQAA | CHANGED | Kennoxhead Wind Farm | Kennoxhead Wind Farm | ORSTED ONSHORE UK LIMITED | ORSTED ONSHORE UK LIMITED | Kennoxhead GSP | Kennoxhead GSP |  |  | 0 | 0 | 112 | 112 | 112 | 112 | 2028-04-28 | 28/04/2028 | Consents Approved | Consents Approved | Direct Connection | Direct Connection | SPT | SPT | Wind Onshore | Wind Onshore | PRO-000319 | PRO-000319
a0lJ9000000PNKlIAO | CHANGED | Kenwick Solar | Kenwick Solar | ANESCO LIMITED | ANESCO LIMITED | Shrewsbury 400kV Substation | Shrewsbury 400kV Substation |  |  | 0 | 0 | 430.85 | 430.85 | 430.85 | 430.85 | 2037-10-31 | 31/10/2037 | Scoping | Scoping | Direct Connection | Direct Connection | NGET | NGET | PV Array (Photo Voltaic/solar) | PV Array (Photo Voltaic/solar) | PRO-005989 | PRO-005989
a0l8e000000f6hCAAQ | CHANGED | Kilbraur North Wind Farm | Kilbraur North Wind Farm | EDF ENERGY RENEWABLES LIMITED | EDF ENERGY RENEWABLES LIMITED | Kilbraur Wind Farm Substation | Kilbraur Wind Farm Substation |  |  | 0 | 0 | 79.2 | 79.2 | 79.2 | 79.2 | 2031-10-31 | 31/10/2031 | Scoping | Scoping | Direct Connection | Direct Connection | SHET | SHET | Wind Onshore | Wind Onshore | PRO-003987 | PRO-003987 | 1
a0l4L0000005imcQAA | CHANGED | Kilgallioch Wind Farm and Kilgallioch Wind Farm Extension - Turbines | Kilgallioch Wind Farm and Kilgallioch Wind Farm Extension - Turbines | SCOTTISHPOWER RENEWABLES (UK) LIMITED | SCOTTISHPOWER RENEWABLES (UK) LIMITED | Kilgallioch 275kV Substation | Kilgallioch 275kV Substation | 1 | 2 | 228 | 0 | 0 | 46 | 228 | 274 |  | 08/04/2025 | Built | Consents Approved | Direct Connection | Direct Connection | SPT | SPT | Wind Onshore | Wind Onshore | PRO-000065-1 | PRO-000065-2
a0l4L0000005imcQAA | CHANGED | Kilgallioch Wind Farm and Kilgallioch Wind Farm Extension - Turbines | Kilgallioch Wind Farm and Kilgallioch Wind Farm Extension - Turbines | SCOTTISHPOWER RENEWABLES (UK) LIMITED | SCOTTISHPOWER RENEWABLES (UK) LIMITED | Kilgallioch 275kV Substation | Kilgallioch 275kV Substation | 2 | 1 | 0 | 228 | 46 | 0 | 274 | 228 | 2025-04-08 |  | Consents Approved | Built | Direct Connection | Direct Connection | SPT | SPT | Wind Onshore | Wind Onshore | PRO-000065-2 | PRO-000065-1
a0l4L0000005imcQAA | CHANGED | Kilgallioch Wind Farm and Kilgallioch Wind Farm Extension - Turbines | Kilgallioch Wind Farm and Kilgallioch Wind Farm Extension - Turbines | SCOTTISHPOWER RENEWABLES (UK) LIMITED | SCOTTISHPOWER RENEWABLES (UK) LIMITED | Kilgallioch 275kV Substation | Kilgallioch 275kV Substation | 2 | 2 | 0 | 0 | 46 | 46 | 274 | 274 | 2025-04-08 | 08/04/2025 | Consents Approved | Consents Approved | Direct Connection | Direct Connection | SPT | SPT | Wind Onshore | Wind Onshore | PRO-000065-2 | PRO-000065-2
a0lJ9000000POjPIAW | CHANGED | Killeal | Killeal | ABEI ENERGY LIMITED | ABEI ENERGY LIMITED | Newton Stewart GSP | Newton Stewart GSP |  |  | 0 | 0 | 72.6 | 72.6 | 72.6 | 72.6 | 2036-10-31 | 31/10/2036 | Scoping | Scoping | Embedded | Embedded | SPT | SPT | Wind Onshore | Wind Onshore | PRO-006112 | PRO-006112
a0lJ9000000POB6IAO | CHANGED | Killean Wind Farm | Killean Wind Farm | Renewable Energy Systems Limited | Renewable Energy Systems Limited | CARRADALE 3 GSP | CARRADALE 3 GSP |  |  | 0 | 0 | 60 | 60 | 60 | 60 | 2034-10-31 | 31/10/2034 | Scoping | Scoping | Embedded | Embedded | SHET | SHET | Wind Onshore | Wind Onshore | PRO-006009 | PRO-006009
a0l4L0000005ikRQAQ | CHANGED | Kirkton Wind Farm | Kirkton Wind Farm | Kirkton Wind Farm Ltd | Kirkton Wind Farm Ltd | Connagill 275kV Substation | Connagill 275kV Substation |  |  | 0 | 0 | 60 | 60 | 60 | 60 | 2028-10-31 | 31/10/2028 | Scoping | Scoping | Direct Connection | Direct Connection | SHET | SHET | Wind Onshore | Wind Onshore | PRO-001811 | PRO-001811
a0l8e0000010waCAAQ | CHANGED | Llyn Lort II Energy Park | Llyn Lort II Energy Park | Llyn Lort II Energy Park Limited | Llyn Lort II Energy Park Limited | Chirk 132kV | Chirk 132kV |  |  | 0 | 0 | 100 | 100 | 100 | 100 | 2037-11-01 | 01/11/2037 | Scoping | Scoping | Embedded | Embedded | NGET | NGET | Wind Onshore | Wind Onshore | PRO-002697 | PRO-002697
a0l4L0000005ikKQAQ | CHANGED | Knockcronal Wind Farm | Knockcronal Wind Farm | Knockcronal Wind Farm Limited | Knockcronal Wind Farm Limited | Knockcronal Wind Farm 33kV Substation | Knockcronal Wind Farm 33kV Substation |  |  | 0 | 0 | 59.4 | 59.4 | 59.4 | 59.4 | 2029-10-30 | 30/10/2029 | Awaiting Consents | Awaiting Consents | Direct Connection | Direct Connection | SPT | SPT | Wind Onshore | Wind Onshore | PRO-001801 | PRO-001801
a0l4L0000005inYQAQ | CHANGED | Knockodhar Wind Farm | Knockodhar Wind Farm | REG KNOCKODHAR LIMITED | REG KNOCKODHAR LIMITED | Knockodhar Wind Farm 132kV Substation | Knockodhar Wind Farm 132kV Substation |  |  | 0 | 0 | 120 | 120 | 120 | 120 | 2028-04-30 | 30/04/2028 | Scoping | Scoping | Direct Connection | Direct Connection | SPT | SPT | Wind Onshore | Wind Onshore | PRO-000483 | PRO-000483
a0l8e0000011yY5AAI | CHANGED | Knockton Wind Farm | Knockton Wind Farm | ORSTED ONSHORE UK LIMITED | ORSTED ONSHORE UK LIMITED | Alyth 400kV Substation | Alyth 400kV Substation |  |  | 0 | 0 | 130.2 | 130.2 | 130.2 | 130.2 | 2033-10-31 | 31/10/2033 | Scoping | Scoping | Direct Connection | Direct Connection | SHET | SHET | Wind Onshore | Wind Onshore | PRO-003524 | PRO-003524
a0l4L0000005ibkQAA | CHANGED | Lairg II Wind Farm | Lairg II Wind Farm | ENERGYFARM UK LAIRG LLP | ENERGYFARM UK LAIRG LLP | Lairg GSP | Lairg GSP |  |  | 0 | 0 | 50 | 50 | 50 | 50 | 2026-10-31 | 31/10/2026 | Consents Approved | Consents Approved | Direct Connection | Direct Connection | SHET | SHET | Wind Onshore | Wind Onshore | PRO-001434 | PRO-001434
a0l4L0000005iP4QAI | CHANGED | Lan Fawr Energy Park | Lan Fawr Energy Park | LAN FAWR ENERGY PARK LIMITED | LAN FAWR ENERGY PARK LIMITED | Pont Abraham GSP | Pont Abraham GSP |  |  | 0 | 0 | 246.4 | 246.4 | 246.4 | 246.4 | 2028-09-11 | 11/09/2028 | Scoping | Scoping | Embedded | Embedded | NGET | NGET | Wind Onshore | Wind Onshore | PRO-001609 | PRO-001609
a0l4L0000005iZ9QAI | CHANGED | Lethans Wind Farm | Lethans Wind Farm | BANKS RENEWABLES (LETHANS WIND FARM) LIMITED | BANKS RENEWABLES (LETHANS WIND FARM) LIMITED | Lethans 132kV Substation | Lethans 132kV Substation |  |  | 0 | 0 | 132 | 132 | 132 | 132 | 2027-06-30 | 30/06/2027 | Consents Approved | Consents Approved | Direct Connection | Direct Connection | SPT | SPT | Wind Onshore | Wind Onshore | PRO-001367 | PRO-001367
a0l8e0000011ywSAAQ | CHANGED | Lethans Wind Farm Extension | Lethans Wind Farm Extension | Banks Renewables (Lethans East Wind Farm) Limited | Banks Renewables (Lethans East Wind Farm) Limited | Lethans 132kV Substation | Lethans 132kV Substation |  |  | 0 | 0 | 85 | 85 | 85 | 85 | 2027-10-30 | 30/10/2027 | Scoping | Scoping | Direct Connection | Direct Connection | SPT | SPT | Wind Onshore | Wind Onshore | PRO-003553 | PRO-003553
a0l4L0000005ivMQAQ | CHANGED | Lethen Wind Farm | Lethen Wind Farm | FRED. OLSEN RENEWABLES LIMITED | FRED. OLSEN RENEWABLES LIMITED | Lethen Wind Farm 132/33kV Substation | Lethen Wind Farm 132/33kV Substation |  |  | 0 | 0 | 114 | 114 | 114 | 114 | 2033-12-31 | 31/12/2033 | Scoping | Scoping | Direct Connection | Direct Connection | SHET | SHET | Wind Onshore | Wind Onshore | PRO-002307 | PRO-002307
a0l4L0000005iUFQAY | CHANGED | Little Hill | Little Hill | BRYN GILWERN ENERGY PARK LIMITED | BRYN GILWERN ENERGY PARK LIMITED | Pont Abraham GSP | Pont Abraham GSP |  |  | 0 | 0 | 74.9 | 74.9 | 74.9 | 74.9 | 2026-10-31 | 31/10/2026 | Scoping | Scoping | Embedded | Embedded | NGET | NGET | Wind Onshore | Wind Onshore | PRO-001556 | PRO-001556
a0l4L0000005iUKQAY | CHANGED | Llwynygog | Llwynygog | ESGAIR GALED ENERGY PARK LIMITED | ESGAIR GALED ENERGY PARK LIMITED | Chirk GSP | Chirk GSP |  |  | 0 | 0 | 125 | 125 | 125 | 125 | 2027-02-04 | 04/02/2027 | Scoping | Scoping | Embedded | Embedded | NGET | NGET | Wind Onshore | Wind Onshore | PRO-001583 | PRO-001583
a0l4L0000005idSQAQ | CHANGED | Loch Liath Wind Farm | Loch Liath Wind Farm | LOCH LIATH WIND FARM LIMITED | LOCH LIATH WIND FARM LIMITED | Loch Liath 132/33kV Substation | Loch Liath 132/33kV Substation |  |  | 0 | 0 | 99 | 99 | 99 | 99 | 2035-10-31 | 31/10/2035 | Awaiting Consents | Awaiting Consents | Direct Connection | Direct Connection | SHET | SHET | Wind Onshore | Wind Onshore | PRO-001671 | PRO-001671
a0l4L0000005inUQAQ | CHANGED | Loch Luichart Extension II | Loch Luichart Extension II | BLUEBELL WIND FARM LIMITED | BLUEBELL WIND FARM LIMITED | Loch Luichart Extension II Substation | Loch Luichart Extension II Substation |  |  | 0 | 0 | 36 | 36 | 36 | 36 | 2024-10-31 | 31/10/2024 | Scoping | Scoping | Direct Connection | Direct Connection | SHET | SHET | Wind Onshore | Wind Onshore | PRO-000487 | PRO-000487
a0l4L0000005isNQAQ | CHANGED | Loganhead Windfarm | Loganhead Windfarm | LOGANHEAD WF LIMITED | LOGANHEAD WF LIMITED | Hopsrig Collector 132/33kV Substation | Hopsrig Collector 132/33kV Substation |  |  | 0 | 0 | 36 | 36 | 36 | 36 | 2027-10-31 | 31/10/2027 | Awaiting Consents | Awaiting Consents | Direct Connection | Direct Connection | SPT | SPT | Wind Onshore | Wind Onshore | PRO-000306 | PRO-000306
a0l4L0000005iynQAA | CHANGED | Lorg Extension Wind Farm | Lorg Extension Wind Farm | RWE Renewables UK Onshore Wind Limited | RWE Renewables UK Onshore Wind Limited | Lorg Extension Wind Farm 132/33kV Substation | Lorg Extension Wind Farm 132/33kV Substation |  |  | 0 | 0 | 33 | 33 | 33 | 33 | 2029-08-13 | 13/08/2029 | Scoping | Scoping | Direct Connection | Direct Connection | SPT | SPT | Wind Onshore | Wind Onshore | PRO-002430 | PRO-002430
a0l4L0000005ikXQAQ | CHANGED | Lorg Wind Farm | Lorg Wind Farm | RWE Renewables UK Onshore Wind Limited | RWE Renewables UK Onshore Wind Limited | Lorg Wind Farm 132/32kV | Lorg Wind Farm 132/32kV |  |  | 0 | 0 | 69.5 | 69.5 | 69.5 | 69.5 | 2027-04-07 | 07/04/2027 | Scoping | Scoping | Direct Connection | Direct Connection | SPT | SPT | Wind Onshore | Wind Onshore | PRO-000153 | PRO-000153
a0l4L0000005iRZQAY | CHANGED | Maesnant Energy Park | Maesnant Energy Park | Maesnant Energy Park Limited | Maesnant Energy Park Limited | Chirk GSP | Chirk GSP |  |  | 0 | 0 | 150 | 150 | 150 | 150 | 2033-11-01 | 01/11/2033 | Scoping | Scoping | Embedded | Embedded | NGET | NGET | Wind Onshore | Wind Onshore | PRO-001919 | PRO-001919
a0l4L0000005ij9QAA | CHANGED | Margree Wind Farm | Margree Wind Farm | ENERGYFARM UK MARGREE LLP | ENERGYFARM UK MARGREE LLP | SPT Margree collector substation | SPT Margree collector substation |  |  | 0 | 0 | 50 | 50 | 50 | 50 | 2029-10-31 | 31/10/2029 | Awaiting Consents | Awaiting Consents | Direct Connection | Direct Connection | SPT | SPT | Wind Onshore | Wind Onshore | PRO-001789 | PRO-001789
a0l8e000001HrCyAAK | CHANGED | Meall Buidhe Wind Farm | Meall Buidhe Wind Farm | MUIRDEN ENERGY LLP | MUIRDEN ENERGY LLP | Shin GSP | Shin GSP |  |  | 0 | 0 | 40 | 40 | 40 | 40 | 2032-10-31 | 31/10/2032 | Scoping | Scoping | Embedded | Embedded | SHET | SHET | Wind Onshore | Wind Onshore | PRO-004198 | PRO-004198
a0l8e0000010wfMAAQ | CHANGED | Merthyr Solar and Battery | Merthyr Solar and Battery | E.E.W. ECO ENERGY WORLD DEVELOPMENT HOLDING LIMITED | E.E.W. ECO ENERGY WORLD DEVELOPMENT HOLDING LIMITED | Cilfynydd 400kV Substation | Cilfynydd 400kV Substation | 1 | 1 | 0 | 0 | 110 | 110 | 110 | 110 | 2029-05-12 | 12/05/2029 | Scoping | Scoping | Direct Connection | Direct Connection | NGET | NGET | PV Array (Photo Voltaic/solar) | PV Array (Photo Voltaic/solar) | PRO-002757-1 | PRO-002757-1
a0l8e0000010wfMAAQ | CHANGED | Merthyr Solar and Battery | Merthyr Solar and Battery | E.E.W. ECO ENERGY WORLD DEVELOPMENT HOLDING LIMITED | E.E.W. ECO ENERGY WORLD DEVELOPMENT HOLDING LIMITED | Cilfynydd 400kV Substation | Cilfynydd 400kV Substation | 1 | 2 | 0 | 0 | 110 | 65 | 110 | 175 | 2029-05-12 | 31/10/2037 | Scoping | Scoping | Direct Connection | Direct Connection | NGET | NGET | PV Array (Photo Voltaic/solar) | PV Array (Photo Voltaic/solar) | PRO-002757-1 | PRO-002757-2
a0l8e000000f6JtAAI | CHANGED | Middleton Farm Solar | Middleton Farm Solar | Bluestone Energy Ltd | Bluestone Energy Ltd | Elderslie 132/33kV | Elderslie 132/33kV |  |  | 0 | 0 | 38.7 | 38.7 | 38.7 | 38.7 | 2025-10-06 | 06/10/2025 | Scoping | Scoping | Embedded | Embedded | SPT | SPT | PV Array (Photo Voltaic/solar) | PV Array (Photo Voltaic/solar) | PRO-003977 | PRO-003977
a0l8e0000010wfMAAQ | CHANGED | Merthyr Solar and Battery | Merthyr Solar and Battery | E.E.W. ECO ENERGY WORLD DEVELOPMENT HOLDING LIMITED | E.E.W. ECO ENERGY WORLD DEVELOPMENT HOLDING LIMITED | Cilfynydd 400kV Substation | Cilfynydd 400kV Substation | 2 | 1 | 0 | 0 | 65 | 110 | 175 | 110 | 2037-10-31 | 12/05/2029 | Scoping | Scoping | Direct Connection | Direct Connection | NGET | NGET | PV Array (Photo Voltaic/solar) | PV Array (Photo Voltaic/solar) | PRO-002757-2 | PRO-002757-1
a0l8e0000010wfMAAQ | CHANGED | Merthyr Solar and Battery | Merthyr Solar and Battery | E.E.W. ECO ENERGY WORLD DEVELOPMENT HOLDING LIMITED | E.E.W. ECO ENERGY WORLD DEVELOPMENT HOLDING LIMITED | Cilfynydd 400kV Substation | Cilfynydd 400kV Substation | 2 | 2 | 0 | 0 | 65 | 65 | 175 | 175 | 2037-10-31 | 31/10/2037 | Scoping | Scoping | Direct Connection | Direct Connection | NGET | NGET | PV Array (Photo Voltaic/solar) | PV Array (Photo Voltaic/solar) | PRO-002757-2 | PRO-002757-2
a0l8e000000f8Q7AAI | CHANGED | Mid Moile Wind Farm | Mid Moile Wind Farm | ENERGIEKONTOR UK LTD | ENERGIEKONTOR UK LTD | Arecleoch 132/33kV | Arecleoch 132/33kV |  |  | 0 | 0 | 99 | 99 | 99 | 99 | 2031-10-31 | 31/10/2031 | Scoping | Scoping | Direct Connection | Direct Connection | SPT | SPT | Wind Onshore | Wind Onshore | PRO-004036 | PRO-004036
a0lJ9000000blmSIAQ | CHANGED | Middlewick Wind | Middlewick Wind | DENGIE MARSHES WIND FARM LIMITED | DENGIE MARSHES WIND FARM LIMITED | Rayleigh Main GSP | Rayleigh Main GSP |  |  | 0 | 0 | 120 | 120 | 120 | 120 | 2034-10-31 | 31/10/2034 | Scoping | Scoping | Embedded | Embedded | NGET | NGET | Wind Onshore | Wind Onshore | PRO-004940 | PRO-004940
a0l8e000000f7gMAAQ | CHANGED | Millennium East | Millennium East | Renantis UK Limited | Renantis UK Limited | Fort Augustus GSP/New Fort Augustus GSP | Fort Augustus GSP/New Fort Augustus GSP |  |  | 0 | 0 | 49.9 | 49.9 | 49.9 | 49.9 | 2035-10-31 | 31/10/2035 | Scoping | Scoping | Embedded | Embedded | SHET | SHET | Wind Onshore | Wind Onshore | PRO-004010 | PRO-004010
a0l4L0000005iYMQAY | CHANGED | Millmoor Rig Wind Farm | Millmoor Rig Wind Farm | ESB ASSET DEVELOPMENT UK LIMITED | ESB ASSET DEVELOPMENT UK LIMITED | Hawick GSP | Hawick GSP |  |  | 0 | 0 | 92.8 | 92.8 | 92.8 | 92.8 | 2029-10-30 | 30/10/2029 | Scoping | Scoping | Direct Connection | Direct Connection | SPT | SPT | Wind Onshore | Wind Onshore | PRO-001936 | PRO-001936
a0l4L0000005iUMQAY | CHANGED | Moel y Llyn | Moel y Llyn | Waun Hesgog Energy Park Limited | Waun Hesgog Energy Park Limited | Chirk GSP | Chirk GSP |  |  | 0 | 0 | 251 | 251 | 251 | 251 | 2027-02-04 | 04/02/2027 | Scoping | Scoping | Embedded | Embedded | NGET | NGET | Wind Onshore | Wind Onshore | PRO-001585 | PRO-001585
a0l4L0000005ifqQAA | CHANGED | Mwdwl Eithin Energy Park | Mwdwl Eithin Energy Park | MOEL CHWA ENERGY PARK LIMITED | MOEL CHWA ENERGY PARK LIMITED | Gwyddelwern 400kV Substation | Gwyddelwern 400kV Substation |  |  | 0 | 0 | 81.2 | 81.2 | 81.2 | 81.2 | 2030-06-30 | 30/06/2030 | Scoping | Scoping | Direct Connection | Direct Connection | NGET | NGET | Wind Onshore | Wind Onshore | PRO-001511 | PRO-001511
a0l4L0000005iNcQAI | CHANGED | Nant Aman | Nant Aman | NANT AMAN ENERGY PARK LIMITED | NANT AMAN ENERGY PARK LIMITED | Rhigos 400kV Substation | Rhigos 400kV Substation |  |  | 0 | 0 | 143 | 143 | 143 | 143 | 2030-12-13 | 13/12/2030 | Scoping | Scoping | Direct Connection | Direct Connection | NGET | NGET | Wind Onshore | Wind Onshore | PRO-001640 | PRO-001640
a0l4L0000005iP5QAI | CHANGED | Nant Ceiment Energy Park | Nant Ceiment Energy Park | NANT CEIMENT ENERGY PARK LIMITED | NANT CEIMENT ENERGY PARK LIMITED | Pont Abraham GSP | Pont Abraham GSP |  |  | 0 | 0 | 88.4 | 88.4 | 88.4 | 88.4 | 2027-09-11 | 11/09/2027 | Scoping | Scoping | Embedded | Embedded | NGET | NGET | Wind Onshore | Wind Onshore | PRO-001610 | PRO-001610
a0l4L0000005iv0QAA | CHANGED | Nant Y Maen Wind Farm | Nant Y Maen Wind Farm | EDF ENERGY RENEWABLES LIMITED | EDF ENERGY RENEWABLES LIMITED | Nant Y Maen 132KV Substation | Nant Y Maen 132KV Substation |  |  | 0 | 0 | 150 | 150 | 150 | 150 | 2032-05-01 | 01/05/2032 | Scoping | Scoping | Direct Connection | Direct Connection | NGET | NGET | Wind Onshore | Wind Onshore | PRO-001158 | PRO-001158
a0l4L0000005iSHQAY | CHANGED | Narachan Wind Farm | Narachan Wind Farm | ENERGYFARM UK NARACHAN LLP | ENERGYFARM UK NARACHAN LLP | Carradale 1 GSP | Carradale 1 GSP |  |  | 0 | 0 | 72.6 | 72.6 | 72.6 | 72.6 | 2030-04-30 | 30/04/2030 | Scoping | Scoping | Embedded | Embedded | SHET | SHET | Wind Onshore | Wind Onshore | PRO-001926 | PRO-001926
a0l4L0000005it0QAA | CHANGED | North Lowther Energy Initiative | North Lowther Energy Initiative | NLEI LTD | NLEI LTD | NLEI Windfarm 132/33kV substation | NLEI Windfarm 132/33kV substation |  |  | 0 | 0 | 151.2 | 151.2 | 151.2 | 151.2 | 2031-04-30 | 30/04/2031 | Scoping | Scoping | Direct Connection | Direct Connection | SPT | SPT | Wind Onshore | Wind Onshore | PRO-000344 | PRO-000344
a0l8e0000012hmTAAQ | CHANGED | North Ray Solar Farm 2 | North Ray Solar Farm 2 | NORTH RAY SOLAR FARM 2 LTD | NORTH RAY SOLAR FARM 2 LTD | Grimsby West GSP | Grimsby West GSP |  |  | 0 | 0 | 180 | 180 | 180 | 180 | 2035-10-30 | 30/10/2035 | Scoping | Scoping | Embedded | Embedded | NGET | NGET | PV Array (Photo Voltaic/solar) | PV Array (Photo Voltaic/solar) | PRO-004502 | PRO-004502
a0l4L0000005iXmQAI | CHANGED | Norton Solar Farm | Norton Solar Farm | RWE Renewables UK Solar and Storage Limited | RWE RENEWABLES UK SOLAR AND STORAGE LIMITED | Norton GSP | Norton GSP |  |  | 0 | 0 | 180 | 180 | 180 | 180 | 2031-10-31 | 31/10/2031 | Scoping | Scoping | Embedded | Embedded | NGET | NGET | PV Array (Photo Voltaic/solar) | PV Array (Photo Voltaic/solar) | PRO-001875 | PRO-001875
a0l8e0000012kptAAA | CHANGED | Novar 2 Wind Farm | Novar 2 Wind Farm | HEADWIND DEVELOPMENT SERVICES LIMITED | HEADWIND DEVELOPMENT SERVICES LIMITED | Alness GSP | Alness GSP |  |  | 0 | 0 | 43.2 | 43.2 | 43.2 | 43.2 | 2032-10-31 | 31/10/2032 | Scoping | Scoping | Embedded | Embedded | SHET | SHET | Wind Onshore | Wind Onshore | PRO-004775 | PRO-004775
a0l8e0000010wVjAAI | CHANGED | Olivers Forest Wind Farm | Olivers Forest Wind Farm | Oliver Forest Wind Farm Limited | Oliver Forest Wind Farm Limited | Olivers Forest Wind Farm 132kV Substation | Olivers Forest Wind Farm 132kV Substation |  |  | 0 | 0 | 79.2 | 79.2 | 79.2 | 79.2 | 2031-04-30 | 30/04/2031 | Awaiting Consents | Awaiting Consents | Direct Connection | Direct Connection | SPT | SPT | Wind Onshore | Wind Onshore | PRO-002648 | PRO-002648
a0l8e000000f4ZAAAY | CHANGED | Orddu Energy Park | Orddu Energy Park | Orddu Energy Park Limited | Orddu Energy Park Limited | Gwyddelwern 400kV Substation | Gwyddelwern 400kV Substation |  |  | 0 | 0 | 85.8 | 85.8 | 85.8 | 85.8 | 2037-10-31 | 31/10/2037 | Scoping | Scoping | Direct Connection | Direct Connection | NGET | NGET | Wind Onshore | Wind Onshore | PRO-003851 | PRO-003851
a0l4L0000005inwQAA | CHANGED | Overhill Wind Farm | Overhill Wind Farm | ENERGYFARM UK OVERHILL LLP | ENERGYFARM UK OVERHILL LLP | Overhill 132kV Substation | Overhill 132kV Substation |  |  | 0 | 0 | 50 | 50 | 50 | 50 | 2029-06-06 | 06/06/2029 | Consents Approved | Consents Approved | Direct Connection | Direct Connection | SPT | SPT | Wind Onshore | Wind Onshore | PRO-000472 | PRO-000472
a0lJ9000000blsMIAQ | CHANGED | Peninsula Energy Park | Peninsula Energy Park | Renantis UK Limited | Renantis UK Limited | Taynuilt GSP | Taynuilt GSP |  |  | 0 | 0 | 249.9 | 249.9 | 249.9 | 249.9 | 2035-10-31 | 31/10/2035 | Scoping | Scoping | Direct Connection | Direct Connection | SHET | SHET | Wind Onshore | Wind Onshore | PRO-004961 | PRO-004961
a0l8e0000010wm8AAA | CHANGED | Penninghame Wind Farm | Penninghame Wind Farm | EDF ENERGY RENEWABLES LIMITED | EDF ENERGY RENEWABLES LIMITED | Penninghame Substation | Penninghame Substation |  |  | 0 | 0 | 60 | 60 | 60 | 60 | 2031-10-31 | 31/10/2031 | Scoping | Scoping | Direct Connection | Direct Connection | SPT | SPT | Wind Onshore | Wind Onshore | PRO-002830 | PRO-002830 | 1
a0l8e0000010wbAAAQ | CHANGED | Philiphaugh Wind Farm | Philiphaugh Wind Farm | EDF ENERGY RENEWABLES LIMITED | EDF ENERGY RENEWABLES LIMITED | Philipaugh Substation | Philipaugh Substation |  |  | 0 | 0 | 175 | 175 | 175 | 175 | 2033-05-30 | 30/05/2033 | Scoping | Scoping | Direct Connection | Direct Connection | SPT | SPT | Wind Onshore | Wind Onshore | PRO-002708 | PRO-002708 | 1
a0l4L0000005iQoQAI | CHANGED | Pines Burn Wind Farm | Pines Burn Wind Farm | PINES BURN WIND FARM LLP | PINES BURN WIND FARM LLP | Hawick GSP | Hawick GSP |  |  | 0 | 0 | 50 | 50 | 50 | 50 | 2023-08-02 | 02/08/2023 | Consents Approved | Consents Approved | Embedded | Embedded | SPT | SPT | Wind Onshore | Wind Onshore | PRO-000897 | PRO-000897
a0l8e000000eybvAAA | CHANGED | Pollie Hill Wind Farm | Pollie Hill Wind Farm | POLLIE HILL WIND FARM LIMITED | POLLIE HILL WIND FARM LIMITED | POLLIE HILL WIND FARM 132KV SUBSTATION | POLLIE HILL WIND FARM 132KV SUBSTATION |  |  | 0 | 0 | 92.4 | 92.4 | 92.4 | 92.4 | 2031-10-31 | 31/10/2031 | Scoping | Scoping | Direct Connection | Direct Connection | SHET | SHET | Wind Onshore | Wind Onshore | PRO-003767 | PRO-003767
a0l4L0000005imsQAA | CHANGED | Priestgill Wind Farm | Priestgill Wind Farm | PRIESTGILL WIND FARM LIMITED | PRIESTGILL WIND FARM LIMITED | Elvanfoot 400/275/33kV | Elvanfoot 400/275/33kV |  |  | 0 | 0 | 43.63 | 43.63 | 43.63 | 43.63 | 2026-11-30 | 30/11/2026 | Consents Approved | Consents Approved | Direct Connection | Direct Connection | SPT | SPT | Wind Onshore | Wind Onshore | PRO-000448 | PRO-000448
a0l4L0000005iOeQAI | CHANGED | Quantans Hill Wind Farm | Quantans Hill Wind Farm | VATTENFALL WIND POWER LTD | VATTENFALL WIND POWER LTD | Quantans Hill 132kV Substation | Quantans Hill 132kV Substation |  |  | 0 | 0 | 95 | 95 | 95 | 95 | 2029-07-02 | 02/07/2029 | Scoping | Scoping | Direct Connection | Direct Connection | SPT | SPT | Wind Onshore | Wind Onshore | PRO-001247 | PRO-001247
a0l8e000000f6yfAAA | CHANGED | RAF Newton PV solar | RAF Newton PV solar | Bluestone Energy Ltd | Bluestone Energy Ltd | Stoke Bardolph GSP | Stoke Bardolph GSP |  |  | 0 | 0 | 149.7 | 149.7 | 149.7 | 149.7 | 2034-10-30 | 30/10/2034 | Scoping | Scoping | Embedded | Embedded | NGET | NGET | PV Array (Photo Voltaic/solar) | PV Array (Photo Voltaic/solar) | PRO-003995 | PRO-003995
a0l8e000001HrZ3AAK | CHANGED | RIGG HOUSE PV FARM | RIGG HOUSE PV FARM | FVS DEAN MOOR LIMITED | FVS DEAN MOOR LIMITED | Harker GSP | Harker GSP |  |  | 0 | 0 | 150 | 150 | 150 | 150 | 2037-10-31 | 31/10/2037 | Scoping | Scoping | Embedded | Embedded | NGET | NGET | PV Array (Photo Voltaic/solar) | PV Array (Photo Voltaic/solar) | PRO-004209 | PRO-004209
a0l4L0000005iMUQAY | CHANGED | Rowancraig Wind Farm | Rowancraig Wind Farm | Koehler Renewable Energy UK Limited | Koehler Renewable Energy UK Limited | Glenglass 132/33kV | Glenglass 132/33kV |  |  | 0 | 0 | 40 | 40 | 40 | 40 | 2028-10-30 | 30/10/2028 | Scoping | Scoping | Direct Connection | Direct Connection | SPT | SPT | Wind Onshore | Wind Onshore | PRO-002455 | PRO-002455
a0lJ9000000POuiIAG | CHANGED | Ruith Cnoc | Ruith Cnoc | Ruith Cnoc Wind Farm Limited | Ruith Cnoc Wind Farm Limited | Dalchork 132kV Substation | Dalchork 132kV Substation |  |  | 0 | 0 | 158.4 | 158.4 | 158.4 | 158.4 | 2037-10-31 | 31/10/2037 | Scoping | Scoping | Direct Connection | Direct Connection | SHET | SHET | Wind Onshore | Wind Onshore | PRO-006147 | PRO-006147
a0l4L0000005iXPQAY | CHANGED | Sallachy Wind Farm | Sallachy Wind Farm | WKN SALLACHY LIMITED | WKN SALLACHY LIMITED | Cassley GSP | Cassley GSP |  |  | 0 | 0 | 49.5 | 49.5 | 49.5 | 49.5 | 2027-08-31 | 31/08/2027 | Awaiting Consents | Awaiting Consents | Embedded | Embedded | SHET | SHET | Wind Onshore | Wind Onshore | PRO-002137 | PRO-002137
a0l4L0000005it1QAA | CHANGED | Sandy Knowe Wind Farm | Sandy Knowe Wind Farm | SANDY KNOWE WIND FARM LIMITED | SANDY KNOWE WIND FARM LIMITED | Sandyknowe 132/33kV | Sandyknowe 132/33kV | 1 | 2 | 86.4 | 0 | 0 | 21.6 | 86.4 | 108 |  | 31/10/2027 | Built | Awaiting Consents | Direct Connection | Direct Connection | SPT | SPT | Wind Onshore | Wind Onshore | PRO-000345-1 | PRO-000345-2
a0l4L0000005it1QAA | CHANGED | Sandy Knowe Wind Farm | Sandy Knowe Wind Farm | SANDY KNOWE WIND FARM LIMITED | SANDY KNOWE WIND FARM LIMITED | Sandyknowe 132/33kV | Sandyknowe 132/33kV | 2 | 1 | 0 | 86.4 | 21.6 | 0 | 108 | 86.4 | 2027-10-31 |  | Awaiting Consents | Built | Direct Connection | Direct Connection | SPT | SPT | Wind Onshore | Wind Onshore | PRO-000345-2 | PRO-000345-1
a0l4L0000005it1QAA | CHANGED | Sandy Knowe Wind Farm | Sandy Knowe Wind Farm | SANDY KNOWE WIND FARM LIMITED | SANDY KNOWE WIND FARM LIMITED | Sandyknowe 132/33kV | Sandyknowe 132/33kV | 2 | 2 | 0 | 0 | 21.6 | 21.6 | 108 | 108 | 2027-10-31 | 31/10/2027 | Awaiting Consents | Awaiting Consents | Direct Connection | Direct Connection | SPT | SPT | Wind Onshore | Wind Onshore | PRO-000345-2 | PRO-000345-2
a0l4L0000005it6QAA | CHANGED | Sanquhar II Wind Farm | Sanquhar II Wind Farm | SANQUHAR II COMMUNITY WIND CO LTD | SANQUHAR II COMMUNITY WIND CO LTD | Glenglass 132kV Substation | Glenglass 132kV Substation | 1 | 1 | 0 | 0 | 137 | 137 | 137 | 137 | 2026-07-31 | 31/07/2026 | Consents Approved | Consents Approved | Direct Connection | Direct Connection | SPT | SPT | Wind Onshore | Wind Onshore | PRO-000352-1 | PRO-000352-1
a0l4L0000005it6QAA | CHANGED | Sanquhar II Wind Farm | Sanquhar II Wind Farm | SANQUHAR II COMMUNITY WIND CO LTD | SANQUHAR II COMMUNITY WIND CO LTD | Glenglass 132kV Substation | Glenglass 132kV Substation | 1 | 2 | 0 | 0 | 137 | 113 | 137 | 250 | 2026-07-31 | 28/02/2027 | Consents Approved | Consents Approved | Direct Connection | Direct Connection | SPT | SPT | Wind Onshore | Wind Onshore | PRO-000352-1 | PRO-000352-2
a0l4L0000005it6QAA | CHANGED | Sanquhar II Wind Farm | Sanquhar II Wind Farm | SANQUHAR II COMMUNITY WIND CO LTD | SANQUHAR II COMMUNITY WIND CO LTD | Glenglass 132kV Substation | Glenglass 132kV Substation | 2 | 1 | 0 | 0 | 113 | 137 | 250 | 137 | 2027-02-28 | 31/07/2026 | Consents Approved | Consents Approved | Direct Connection | Direct Connection | SPT | SPT | Wind Onshore | Wind Onshore | PRO-000352-2 | PRO-000352-1
a0l4L0000005it6QAA | CHANGED | Sanquhar II Wind Farm | Sanquhar II Wind Farm | SANQUHAR II COMMUNITY WIND CO LTD | SANQUHAR II COMMUNITY WIND CO LTD | Glenglass 132kV Substation | Glenglass 132kV Substation | 2 | 2 | 0 | 0 | 113 | 113 | 250 | 250 | 2027-02-28 | 28/02/2027 | Consents Approved | Consents Approved | Direct Connection | Direct Connection | SPT | SPT | Wind Onshore | Wind Onshore | PRO-000352-2 | PRO-000352-2
a0l4L0000005ismQAA | CHANGED | Scoop Hill Wind Farm | Scoop Hill Wind Farm | Community Windpower Limited | CWP Energy Limited | Scoop Hill Wind Farm 132kV Substation | Scoop Hill Wind Farm 132kV Substation |  |  | 0 | 0 | 500 | 500 | 500 | 500 | 2027-10-31 | 31/10/2027 | Scoping | Scoping | Direct Connection | Direct Connection | SPT | SPT | Wind Onshore | Wind Onshore | PRO-000327 | PRO-000327
a0l4L0000005icwQAA | CHANGED | Sheirdrim Wind Farm | Sheirdrim Wind Farm | SCOTTISHPOWER RENEWABLES (UK) LIMITED | SCOTTISHPOWER RENEWABLES (UK) LIMITED | Sheirdrim 132kV Substation | Sheirdrim 132kV Substation |  |  | 0 | 0 | 84 | 84 | 84 | 84 | 2032-04-01 | 01/04/2032 | Scoping | Scoping | Direct Connection | Direct Connection | SHET | SHET | Wind Onshore | Wind Onshore | PRO-001066 | PRO-001066
a0l4L0000005io9QAA | CHANGED | Shepherds Rig Wind Farm | Shepherds Rig Wind Farm | SETT WIND DEVELOPMENT LIMITED | SETT WIND DEVELOPMENT LIMITED | Shepherds Rig Wind Farm 132kV Substation | Shepherds Rig Wind Farm 132kV Substation |  |  | 0 | 0 | 84.6 | 84.6 | 84.6 | 84.6 | 2024-07-30 | 30/07/2024 | Scoping | Scoping | Direct Connection | Direct Connection | SPT | SPT | Wind Onshore | Wind Onshore | PRO-000511 | PRO-000511
a0lJ9000000blamIAA | CHANGED | Shire End Solar Farm | Shire End Solar Farm | QAIR SCOTLAND LIMITED | QAIR SCOTLAND LIMITED | Abernethy GSP | Abernethy GSP |  |  | 0 | 0 | 20 | 20 | 20 | 20 | 2033-10-31 | 31/10/2033 | Scoping | Scoping | Embedded | Embedded | SHET | SHET | PV Array (Photo Voltaic/solar) | PV Array (Photo Voltaic/solar) | PRO-004902 | PRO-004902
a0lJ9000000blMrIAI | CHANGED | Statkraft SEWF | Statkraft SEWF | Statkraft UK Ltd | Statkraft UK Ltd | Orrin GSP | Orrin GSP |  |  | 0 | 0 | 100.8 | 100.8 | 100.8 | 100.8 | 2033-10-31 | 31/10/2033 | Scoping | Scoping | Direct Connection | Direct Connection | SHET | SHET | Wind Onshore | Wind Onshore | PRO-004828 | PRO-004828 | 1
a0l8e0000012hoyAAA | CHANGED | Stoneyfield | Stoneyfield | WIND 2 LIMITED | WIND 2 LIMITED | Rothienorman GSP | Rothienorman GSP |  |  | 0 | 0 | 15 | 15 | 15 | 15 | 2030-09-30 | 30/09/2030 | Scoping | Scoping | Embedded | Embedded | SHET | SHET | Wind Onshore | Wind Onshore | PRO-004531 | PRO-004531
a0lJ9000000POkcIAG | CHANGED | Stoneygroves PV | Stoneygroves PV | Enviromena Project Management UK Limited | Enviromena Project Management UK Limited | Charleston GSP 132/33kV | Charleston GSP 132/33kV |  |  | 0 | 0 | 20 | 20 | 20 | 20 | 2031-10-30 | 30/10/2031 | Scoping | Scoping | Embedded | Embedded | SHET | SHET | PV Array (Photo Voltaic/solar) | PV Array (Photo Voltaic/solar) | PRO-006127 | PRO-006127
a0l4L0000005ixYQAQ | CHANGED | Stornoway Wind Farm | Stornoway Wind Farm | STORNOWAY WIND FARM LIMITED | STORNOWAY WIND FARM LIMITED | Stornoway 132/33kV Substation | Stornoway 132/33kV Substation |  |  | 0 | 0 | 180 | 180 | 180 | 180 | 2030-10-31 | 31/10/2030 | Consents Approved | Consents Approved | Direct Connection | Direct Connection | SHET | SHET | Wind Onshore | Wind Onshore | PRO-000346 | PRO-000346
a0l4L0000005inqQAA | CHANGED | Stranoch Wind Farm | Stranoch Wind Farm | Stranoch Windfarm Limited | Stranoch Windfarm Limited | Stranoch Wind 132/33kV Substation | Stranoch Wind 132/33kV Substation |  |  | 0 | 0 | 102 | 102 | 102 | 102 | 2026-10-09 | 09/10/2026 | Consents Approved | Consents Approved | Direct Connection | Direct Connection | SPT | SPT | Wind Onshore | Wind Onshore | PRO-000127 | PRO-000127
a0l4L0000005iXpQAI | CHANGED | Strath Tirry | Strath Tirry | Strath Tirry Wind Energy 2021 Ltd | Strath Tirry Wind Energy 2021 Ltd | Lairg GSP | Lairg GSP |  |  | 0 | 0 | 34.8 | 34.8 | 34.8 | 34.8 | 2029-12-19 | 19/12/2029 | Scoping | Scoping | Embedded | Embedded | SHET | SHET | Wind Onshore | Wind Onshore | PRO-001363 | PRO-001363
a0l4L0000005iUPQAY | CHANGED | Strathrory Wind Farm | Strathrory Wind Farm | STRATHRORY WIND FARM LLP | STRATHRORY WIND FARM LLP | Alness GSP | Alness GSP |  |  | 0 | 0 | 36 | 36 | 36 | 36 | 2024-03-31 | 31/03/2024 | Consents Approved | Consents Approved | Embedded | Embedded | SHET | SHET | Wind Onshore | Wind Onshore | PRO-001812 | PRO-001812
a0l4L0000005ix6QAA | CHANGED | Strathy South Wind | Strathy South Wind | SSE Generation Limited | SSE Generation Limited | Strathy South 132/33kV Substation | Strathy South 132/33kV Substation |  |  | 0 | 0 | 207.6 | 207.6 | 207.6 | 207.6 | 2027-04-25 | 25/04/2027 | Scoping | Scoping | Direct Connection | Direct Connection | SHET | SHET | Wind Onshore | Wind Onshore | PRO-000183 | PRO-000183
a0l4L0000005ionQAA | CHANGED | Strathy Wood | Strathy Wood | RWE Renewables UK Onshore Wind Limited | RWE Renewables UK Onshore Wind Limited | Strathy Wood 132/33kV Substation | Strathy Wood 132/33kV Substation | 1 | 1 | 0 | 0 | 54.4 | 54.4 | 54.4 | 54.4 | 2026-09-30 | 30/09/2026 | Consents Approved | Consents Approved | Direct Connection | Direct Connection | SHET | SHET | Wind Onshore | Wind Onshore | PRO-000154-1 | PRO-000154-1
a0l4L0000005ionQAA | CHANGED | Strathy Wood | Strathy Wood | RWE Renewables UK Onshore Wind Limited | RWE Renewables UK Onshore Wind Limited | Strathy Wood 132/33kV Substation | Strathy Wood 132/33kV Substation | 1 | 2 | 0 | 0 | 54.4 | 9.1 | 54.4 | 63.5 | 2026-09-30 | 30/09/2026 | Consents Approved | Consents Approved | Direct Connection | Direct Connection | SHET | SHET | Wind Onshore | Wind Onshore | PRO-000154-1 | PRO-000154-2
a0l4L0000005ionQAA | CHANGED | Strathy Wood | Strathy Wood | RWE Renewables UK Onshore Wind Limited | RWE Renewables UK Onshore Wind Limited | Strathy Wood 132/33kV Substation | Strathy Wood 132/33kV Substation | 2 | 1 | 0 | 0 | 9.1 | 54.4 | 63.5 | 54.4 | 2026-09-30 | 30/09/2026 | Consents Approved | Consents Approved | Direct Connection | Direct Connection | SHET | SHET | Wind Onshore | Wind Onshore | PRO-000154-2 | PRO-000154-1
a0l4L0000005ionQAA | CHANGED | Strathy Wood | Strathy Wood | RWE Renewables UK Onshore Wind Limited | RWE Renewables UK Onshore Wind Limited | Strathy Wood 132/33kV Substation | Strathy Wood 132/33kV Substation | 2 | 2 | 0 | 0 | 9.1 | 9.1 | 63.5 | 63.5 | 2026-09-30 | 30/09/2026 | Consents Approved | Consents Approved | Direct Connection | Direct Connection | SHET | SHET | Wind Onshore | Wind Onshore | PRO-000154-2 | PRO-000154-2
a0l4L0000005iXOQAY | CHANGED | Sulgrave Solar PV | Sulgrave Solar PV | EDF ENERGY RENEWABLES LIMITED | EDF ENERGY RENEWABLES LIMITED | East Claydon GSP (NGED EM) | East Claydon GSP (NGED EM) |  |  | 0 | 0 | 129.8 | 129.8 | 129.8 | 129.8 | 2026-10-30 | 30/10/2026 | Scoping | Scoping | Embedded | Embedded | NGET | NGET | PV Array (Photo Voltaic/solar) | PV Array (Photo Voltaic/solar) | PRO-001572 | PRO-001572
a0l8e0000010wgPAAQ | CHANGED | Sundhope Wind Farm | Sundhope Wind Farm | Black Knowe Energy Limited | Black Knowe Energy Limited | Sundhope 132kV Substation | Sundhope 132kV Substation |  |  | 0 | 0 | 180 | 180 | 180 | 180 | 2033-05-30 | 30/05/2033 | Scoping | Scoping | Direct Connection | Direct Connection | SPT | SPT | Wind Onshore | Wind Onshore | PRO-002767 | PRO-002767
a0l8e0000010x1DAAQ | CHANGED | Tarbuckle Hill Wind Farm | Tarbuckle Hill Wind Farm | ENERGIEKONTOR UK LTD | ENERGIEKONTOR UK LTD | Cairnford GSP | Cairnford GSP |  |  | 0 | 0 | 39.6 | 39.6 | 39.6 | 39.6 | 2031-10-31 | 31/10/2031 | Scoping | Scoping | Embedded | Embedded | SHET | SHET | Wind Onshore | Wind Onshore | PRO-003045 | PRO-003045
a0l4L0000005iNdQAI | CHANGED | Tarenni | Tarenni | TARENNI ENERGY PARK LIMITED | TARENNI ENERGY PARK LIMITED | Rhigos 400kV Substation | Rhigos 400kV Substation |  |  | 0 | 0 | 188 | 188 | 188 | 188 | 2030-12-31 | 31/12/2030 | Scoping | Scoping | Direct Connection | Direct Connection | NGET | NGET | Wind Onshore | Wind Onshore | PRO-001641 | PRO-001641
a0l4L0000005iPbQAI | CHANGED | Teviot Wind Farm | Teviot Wind Farm | TEVIOT WF LIMITED | TEVIOT WF LIMITED | Teviot 400/132kV Substation | Teviot 400/132kV Substation |  |  | 0 | 0 | 522.9 | 522.9 | 522.9 | 522.9 | 2033-05-30 | 30/05/2033 | Scoping | Scoping | Direct Connection | Direct Connection | SPT | SPT | Wind Onshore | Wind Onshore | PRO-000855 | PRO-000855
a0lJ9000000POfgIAG | CHANGED | The Drum Wind Farm | The Drum Wind Farm | WIND ESTATE (UK) LIMITED | WIND ESTATE (UK) LIMITED | The Drum 132KV Substation | The Drum 132KV Substation |  |  | 0 | 0 | 57.6 | 57.6 | 57.6 | 57.6 | 2037-10-31 | 31/10/2037 | Scoping | Scoping | Direct Connection | Direct Connection | SPT | SPT | Wind Onshore | Wind Onshore | PRO-006069 | PRO-006069
a0lJ9000000PNJDIA4 | CHANGED | Tioram Wind Farm | Tioram Wind Farm | Invenergy Development UK Ltd | Invenergy Development UK Ltd | CARRADALE 3 GSP | CARRADALE 3 GSP |  |  | 0 | 0 | 160 | 160 | 160 | 160 | 2037-10-31 | 31/10/2037 | Scoping | Scoping | Direct Connection | Direct Connection | SHET | SHET | Wind Onshore | Wind Onshore | PRO-005973 | PRO-005973
a0l4L0000005ixoQAA | CHANGED | Tomchrasky Wind Farm | Tomchrasky Wind Farm | E Power Limited | E Power Limited | Tomchrasky Wind Farm 132kV Substation | Tomchrasky Wind Farm 132kV Substation |  |  | 0 | 0 | 74.4 | 74.4 | 74.4 | 74.4 | 2029-10-31 | 31/10/2029 | Scoping | Scoping | Direct Connection | Direct Connection | SHET | SHET | Wind Onshore | Wind Onshore | PRO-002270 | PRO-002270
a0l4L0000005iffQAA | CHANGED | Troston Wind Farm | Troston Wind Farm | TROSTON WINDFARM LIMITED | TROSTON WINDFARM LIMITED | Margree 132kV Collector Substation | Margree 132kV Collector Substation |  |  | 0 | 0 | 68 | 68 | 68 | 68 | 2029-10-31 | 31/10/2029 | Awaiting Consents | Awaiting Consents | Direct Connection | Direct Connection | SPT | SPT | Wind Onshore | Wind Onshore | PRO-001115 | PRO-001115
a0l4L0000005izFQAQ | CHANGED | Twyn Hywel Cillfynydd | Twyn Hywel Cillfynydd | Twyn Hywel Energy Park Ltd | Twyn Hywel Energy Park Ltd | Cilfynydd 400kV Substation | Cilfynydd 400kV Substation |  |  | 0 | 0 | 107.8 | 107.8 | 107.8 | 107.8 | 2027-04-01 | 01/04/2027 | Scoping | Scoping | Direct Connection | Direct Connection | NGET | NGET | Wind Onshore | Wind Onshore | PRO-001497 | PRO-001497
a0l8e000001HoGMAA0 | CHANGED | Upper Beoch Windfarm | Upper Beoch Windfarm | BROCKWELL ENERGY LIMITED | BROCKWELL ENERGY LIMITED | New Cumnock North 132kV Substation | New Cumnock North 132kV Substation |  |  | 0 | 0 | 80 | 80 | 80 | 80 | 2033-10-31 | 31/10/2033 | Scoping | Scoping | Direct Connection | Direct Connection | SPT | SPT | Wind Onshore | Wind Onshore | PRO-004068 | PRO-004068
a0l8e000000TPEZAA4 | CHANGED | Vale of Leven Wind Farm | Vale of Leven Wind Farm | Vale of Leven Wind Farm Limited | Vale of Leven Wind Farm Limited | Vale of Leven 132kV substation | Vale of Leven 132kV substation |  |  | 0 | 0 | 72 | 72 | 72 | 72 | 2033-10-31 | 31/10/2033 | Scoping | Scoping | Direct Connection | Direct Connection | SPT | SPT | Wind Onshore | Wind Onshore | PRO-003214 | PRO-003214
a0l4L0000005iYGQAY | CHANGED | Watten Wind Farm | Watten Wind Farm | EDF ENERGY RENEWABLES LIMITED | EDF ENERGY RENEWABLES LIMITED | Mybster 3 GSP | Mybster 3 GSP |  |  | 0 | 0 | 52.8 | 52.8 | 52.8 | 52.8 | 2028-06-30 | 30/06/2028 | Scoping | Scoping | Direct Connection | Direct Connection | SHET | SHET | Wind Onshore | Wind Onshore | PRO-001928 | PRO-001928
a0l4L0000005imeQAA | CHANGED | Whitelee | Whitelee | SCOTTISHPOWER RENEWABLES (UK) LIMITED | SCOTTISHPOWER RENEWABLES (UK) LIMITED | Whitelee 275/33kV | Whitelee 275/33kV | 2 | 1 | 0 | 305 | 50 | 0 | 355 | 305 | 2031-05-02 |  | Scoping | Built | Direct Connection | Direct Connection | SPT | SPT | Wind Onshore | Wind Onshore | PRO-000067-2 | PRO-000067-1
a0l4L0000005imeQAA | CHANGED | Whitelee | Whitelee | SCOTTISHPOWER RENEWABLES (UK) LIMITED | SCOTTISHPOWER RENEWABLES (UK) LIMITED | Whitelee 275/33kV | Whitelee 275/33kV | 2 | 2 | 0 | 0 | 50 | 50 | 355 | 355 | 2031-05-02 | 02/05/2031 | Scoping | Scoping | Direct Connection | Direct Connection | SPT | SPT | Wind Onshore | Wind Onshore | PRO-000067-2 | PRO-000067-2
a0l4L0000005imeQAA | CHANGED | Whitelee | Whitelee | SCOTTISHPOWER RENEWABLES (UK) LIMITED | SCOTTISHPOWER RENEWABLES (UK) LIMITED | Whitelee 275/33kV | Whitelee 275/33kV | 2 | 3 | 0 | 0 | 50 | 305 | 355 | 660 | 2031-05-02 | 25/04/2033 | Scoping | Scoping | Direct Connection | Direct Connection | SPT | SPT | Wind Onshore | Wind Onshore | PRO-000067-2 | PRO-000067-3
a0l4L0000005imeQAA | CHANGED | Whitelee | Whitelee | SCOTTISHPOWER RENEWABLES (UK) LIMITED | SCOTTISHPOWER RENEWABLES (UK) LIMITED | Whitelee 275/33kV | Whitelee 275/33kV | 2 | 4 | 0 | 0 | 50 | 158 | 355 | 818 | 2031-05-02 | 27/04/2034 | Scoping | Scoping | Direct Connection | Direct Connection | SPT | SPT | Wind Onshore | Wind Onshore | PRO-000067-2 | PRO-000067-4
a0l8e0000010wPRAAY | CHANGED | West Andershaw Wind Farm | West Andershaw Wind Farm | WEST ANDERSHAW WIND FARM LIMITED | WEST ANDERSHAW WIND FARM LIMITED | West Andershaw 132kV Substation | West Andershaw 132kV Substation |  |  | 0 | 0 | 85.8 | 85.8 | 85.8 | 85.8 | 2030-04-30 | 30/04/2030 | Scoping | Scoping | Direct Connection | Direct Connection | SPT | SPT | Wind Onshore | Wind Onshore | PRO-002584 | PRO-002584 | 1
a0l8e0000012gbeAAA | CHANGED | West Grimsby Farm | West Grimsby Farm | Elgin Energy Holdings Limited | Elgin Energy Holdings Limited | Grimsby West GSP | Grimsby West GSP |  |  | 0 | 0 | 150 | 150 | 150 | 150 | 2035-10-31 | 31/10/2035 | Awaiting Consents | Awaiting Consents | Embedded | Embedded | NGET | NGET | PV Array (Photo Voltaic/solar) | PV Array (Photo Voltaic/solar) | PRO-004434 | PRO-004434
a0l4L0000005iT2QAI | CHANGED | West Torrisdale | West Torrisdale | ESB ASSET DEVELOPMENT UK LIMITED | ESB ASSET DEVELOPMENT UK LIMITED | Carradale 1 GSP | Carradale 1 GSP |  |  | 0 | 0 | 50 | 50 | 50 | 50 | 2028-05-31 | 31/05/2028 | Scoping | Scoping | Embedded | Embedded | SHET | SHET | Wind Onshore | Wind Onshore | PRO-000944 | PRO-000944
a0l4L0000005ig2QAA | CHANGED | Wether Hill | Wether Hill | SCOTTISHPOWER RENEWABLES (UK) LIMITED | SCOTTISHPOWER RENEWABLES (UK) LIMITED | Wether Hill 132/33KV Substation | Wether Hill 132/33KV Substation |  |  | 0 | 0 | 66 | 66 | 66 | 66 | 2031-09-29 | 29/09/2031 | Scoping | Scoping | Direct Connection | Direct Connection | SPT | SPT | Wind Onshore | Wind Onshore | PRO-001527 | PRO-001527
a0l4L0000005isxQAA | CHANGED | Whitelaw Brae Windfarm | Whitelaw Brae Windfarm | WHITELAW BRAE WINDFARM LIMITED | WHITELAW BRAE WINDFARM LIMITED | Whitelaw Brae 'A' and 'B' 33kV Substations | Whitelaw Brae 'A' and 'B' 33kV Substations |  |  | 0 | 0 | 57 | 57 | 57 | 57 | 2026-07-31 | 31/07/2026 | Scoping | Scoping | Direct Connection | Direct Connection | SPT | SPT | Wind Onshore | Wind Onshore | PRO-000341 | PRO-000341
a0l4L0000005imeQAA | CHANGED | Whitelee | Whitelee | SCOTTISHPOWER RENEWABLES (UK) LIMITED | SCOTTISHPOWER RENEWABLES (UK) LIMITED | Whitelee 275/33kV | Whitelee 275/33kV | 1 | 2 | 305 | 0 | 0 | 50 | 305 | 355 |  | 02/05/2031 | Built | Scoping | Direct Connection | Direct Connection | SPT | SPT | Wind Onshore | Wind Onshore | PRO-000067-1 | PRO-000067-2
a0l4L0000005imeQAA | CHANGED | Whitelee | Whitelee | SCOTTISHPOWER RENEWABLES (UK) LIMITED | SCOTTISHPOWER RENEWABLES (UK) LIMITED | Whitelee 275/33kV | Whitelee 275/33kV | 1 | 3 | 305 | 0 | 0 | 305 | 305 | 660 |  | 25/04/2033 | Built | Scoping | Direct Connection | Direct Connection | SPT | SPT | Wind Onshore | Wind Onshore | PRO-000067-1 | PRO-000067-3
a0l4L0000005imeQAA | CHANGED | Whitelee | Whitelee | SCOTTISHPOWER RENEWABLES (UK) LIMITED | SCOTTISHPOWER RENEWABLES (UK) LIMITED | Whitelee 275/33kV | Whitelee 275/33kV | 1 | 4 | 305 | 0 | 0 | 158 | 305 | 818 |  | 27/04/2034 | Built | Scoping | Direct Connection | Direct Connection | SPT | SPT | Wind Onshore | Wind Onshore | PRO-000067-1 | PRO-000067-4
a0l4L0000005imeQAA | CHANGED | Whitelee | Whitelee | SCOTTISHPOWER RENEWABLES (UK) LIMITED | SCOTTISHPOWER RENEWABLES (UK) LIMITED | Whitelee 275/33kV | Whitelee 275/33kV | 3 | 1 | 0 | 305 | 305 | 0 | 660 | 305 | 2033-04-25 |  | Scoping | Built | Direct Connection | Direct Connection | SPT | SPT | Wind Onshore | Wind Onshore | PRO-000067-3 | PRO-000067-1
a0l4L0000005imeQAA | CHANGED | Whitelee | Whitelee | SCOTTISHPOWER RENEWABLES (UK) LIMITED | SCOTTISHPOWER RENEWABLES (UK) LIMITED | Whitelee 275/33kV | Whitelee 275/33kV | 3 | 2 | 0 | 0 | 305 | 50 | 660 | 355 | 2033-04-25 | 02/05/2031 | Scoping | Scoping | Direct Connection | Direct Connection | SPT | SPT | Wind Onshore | Wind Onshore | PRO-000067-3 | PRO-000067-2
a0l4L0000005imeQAA | CHANGED | Whitelee | Whitelee | SCOTTISHPOWER RENEWABLES (UK) LIMITED | SCOTTISHPOWER RENEWABLES (UK) LIMITED | Whitelee 275/33kV | Whitelee 275/33kV | 3 | 3 | 0 | 0 | 305 | 305 | 660 | 660 | 2033-04-25 | 25/04/2033 | Scoping | Scoping | Direct Connection | Direct Connection | SPT | SPT | Wind Onshore | Wind Onshore | PRO-000067-3 | PRO-000067-3
a0l4L0000005imeQAA | CHANGED | Whitelee | Whitelee | SCOTTISHPOWER RENEWABLES (UK) LIMITED | SCOTTISHPOWER RENEWABLES (UK) LIMITED | Whitelee 275/33kV | Whitelee 275/33kV | 3 | 4 | 0 | 0 | 305 | 158 | 660 | 818 | 2033-04-25 | 27/04/2034 | Scoping | Scoping | Direct Connection | Direct Connection | SPT | SPT | Wind Onshore | Wind Onshore | PRO-000067-3 | PRO-000067-4
a0l4L0000005imeQAA | CHANGED | Whitelee | Whitelee | SCOTTISHPOWER RENEWABLES (UK) LIMITED | SCOTTISHPOWER RENEWABLES (UK) LIMITED | Whitelee 275/33kV | Whitelee 275/33kV | 4 | 1 | 0 | 305 | 158 | 0 | 818 | 305 | 2034-04-27 |  | Scoping | Built | Direct Connection | Direct Connection | SPT | SPT | Wind Onshore | Wind Onshore | PRO-000067-4 | PRO-000067-1
a0l4L0000005imeQAA | CHANGED | Whitelee | Whitelee | SCOTTISHPOWER RENEWABLES (UK) LIMITED | SCOTTISHPOWER RENEWABLES (UK) LIMITED | Whitelee 275/33kV | Whitelee 275/33kV | 4 | 2 | 0 | 0 | 158 | 50 | 818 | 355 | 2034-04-27 | 02/05/2031 | Scoping | Scoping | Direct Connection | Direct Connection | SPT | SPT | Wind Onshore | Wind Onshore | PRO-000067-4 | PRO-000067-2
a0l4L0000005imeQAA | CHANGED | Whitelee | Whitelee | SCOTTISHPOWER RENEWABLES (UK) LIMITED | SCOTTISHPOWER RENEWABLES (UK) LIMITED | Whitelee 275/33kV | Whitelee 275/33kV | 4 | 3 | 0 | 0 | 158 | 305 | 818 | 660 | 2034-04-27 | 25/04/2033 | Scoping | Scoping | Direct Connection | Direct Connection | SPT | SPT | Wind Onshore | Wind Onshore | PRO-000067-4 | PRO-000067-3
a0l4L0000005imeQAA | CHANGED | Whitelee | Whitelee | SCOTTISHPOWER RENEWABLES (UK) LIMITED | SCOTTISHPOWER RENEWABLES (UK) LIMITED | Whitelee 275/33kV | Whitelee 275/33kV | 4 | 4 | 0 | 0 | 158 | 158 | 818 | 818 | 2034-04-27 | 27/04/2034 | Scoping | Scoping | Direct Connection | Direct Connection | SPT | SPT | Wind Onshore | Wind Onshore | PRO-000067-4 | PRO-000067-4
a0lJ9000000POfqIAG | CHANGED | Windy Standard 1 Repower | Windy Standard 1 Repower | FRED. OLSEN RENEWABLES LIMITED | FRED. OLSEN RENEWABLES LIMITED | Dun Hill 132/33kV | Dun Hill 132/33kV |  |  | 0 | 0 | 21.9 | 21.9 | 21.9 | 21.9 | 2031-06-30 | 30/06/2031 | Scoping | Scoping | Direct Connection | Direct Connection | SPT | SPT | Wind Onshore | Wind Onshore | PRO-006071 | PRO-006071
a0l4L0000005iteQAA | CHANGED | Windy Standard III Wind Farm | Windy Standard III Wind Farm | Windy Standard III Ltd | Windy Standard III Ltd | Dun Hill 132/33kV | Dun Hill 132/33kV | 1 | 1 | 0 | 0 | 43.5 | 43.5 | 43.5 | 43.5 | 2026-06-01 | 01/06/2026 | Awaiting Consents | Awaiting Consents | Direct Connection | Direct Connection | SPT | SPT | Wind Onshore | Wind Onshore | PRO-000359-1 | PRO-000359-1
a0l4L0000005iteQAA | CHANGED | Windy Standard III Wind Farm | Windy Standard III Wind Farm | Windy Standard III Ltd | Windy Standard III Ltd | Dun Hill 132/33kV | Dun Hill 132/33kV | 1 | 2 | 0 | 0 | 43.5 | 42 | 43.5 | 85.5 | 2026-06-01 | 01/06/2026 | Awaiting Consents | Awaiting Consents | Direct Connection | Direct Connection | SPT | SPT | Wind Onshore | Wind Onshore | PRO-000359-1 | PRO-000359-2
a0l4L0000005iteQAA | CHANGED | Windy Standard III Wind Farm | Windy Standard III Wind Farm | Windy Standard III Ltd | Windy Standard III Ltd | Dun Hill 132/33kV | Dun Hill 132/33kV | 1 | 3 | 0 | 0 | 43.5 | 10.5 | 43.5 | 96 | 2026-06-01 | 01/06/2026 | Awaiting Consents | Awaiting Consents | Direct Connection | Direct Connection | SPT | SPT | Wind Onshore | Wind Onshore | PRO-000359-1 | PRO-000359-3
a0l4L0000005iteQAA | CHANGED | Windy Standard III Wind Farm | Windy Standard III Wind Farm | Windy Standard III Ltd | Windy Standard III Ltd | Dun Hill 132/33kV | Dun Hill 132/33kV | 2 | 1 | 0 | 0 | 42 | 43.5 | 85.5 | 43.5 | 2026-06-01 | 01/06/2026 | Awaiting Consents | Awaiting Consents | Direct Connection | Direct Connection | SPT | SPT | Wind Onshore | Wind Onshore | PRO-000359-2 | PRO-000359-1
a0l4L0000005iteQAA | CHANGED | Windy Standard III Wind Farm | Windy Standard III Wind Farm | Windy Standard III Ltd | Windy Standard III Ltd | Dun Hill 132/33kV | Dun Hill 132/33kV | 2 | 2 | 0 | 0 | 42 | 42 | 85.5 | 85.5 | 2026-06-01 | 01/06/2026 | Awaiting Consents | Awaiting Consents | Direct Connection | Direct Connection | SPT | SPT | Wind Onshore | Wind Onshore | PRO-000359-2 | PRO-000359-2
a0l4L0000005iteQAA | CHANGED | Windy Standard III Wind Farm | Windy Standard III Wind Farm | Windy Standard III Ltd | Windy Standard III Ltd | Dun Hill 132/33kV | Dun Hill 132/33kV | 2 | 3 | 0 | 0 | 42 | 10.5 | 85.5 | 96 | 2026-06-01 | 01/06/2026 | Awaiting Consents | Awaiting Consents | Direct Connection | Direct Connection | SPT | SPT | Wind Onshore | Wind Onshore | PRO-000359-2 | PRO-000359-3
a0l4L0000005iteQAA | CHANGED | Windy Standard III Wind Farm | Windy Standard III Wind Farm | Windy Standard III Ltd | Windy Standard III Ltd | Dun Hill 132/33kV | Dun Hill 132/33kV | 3 | 1 | 0 | 0 | 10.5 | 43.5 | 96 | 43.5 | 2026-06-01 | 01/06/2026 | Awaiting Consents | Awaiting Consents | Direct Connection | Direct Connection | SPT | SPT | Wind Onshore | Wind Onshore | PRO-000359-3 | PRO-000359-1
a0l4L0000005iteQAA | CHANGED | Windy Standard III Wind Farm | Windy Standard III Wind Farm | Windy Standard III Ltd | Windy Standard III Ltd | Dun Hill 132/33kV | Dun Hill 132/33kV | 3 | 2 | 0 | 0 | 10.5 | 42 | 96 | 85.5 | 2026-06-01 | 01/06/2026 | Awaiting Consents | Awaiting Consents | Direct Connection | Direct Connection | SPT | SPT | Wind Onshore | Wind Onshore | PRO-000359-3 | PRO-000359-2
a0l4L0000005iteQAA | CHANGED | Windy Standard III Wind Farm | Windy Standard III Wind Farm | Windy Standard III Ltd | Windy Standard III Ltd | Dun Hill 132/33kV | Dun Hill 132/33kV | 3 | 3 | 0 | 0 | 10.5 | 10.5 | 96 | 96 | 2026-06-01 | 01/06/2026 | Awaiting Consents | Awaiting Consents | Direct Connection | Direct Connection | SPT | SPT | Wind Onshore | Wind Onshore | PRO-000359-3 | PRO-000359-3
a0l8e0000010x0FAAQ | CHANGED | Woburn Solar Farm | Woburn Solar Farm | SolarThree Ltd | SolarThree Ltd | Dunstable 400kV Substation | Dunstable 400kV Substation |  |  | 0 | 0 | 840 | 840 | 840 | 840 | 2031-10-31 | 31/10/2031 | Scoping | Scoping | Direct Connection | Direct Connection | NGET | NGET | PV Array (Photo Voltaic/solar) | PV Array (Photo Voltaic/solar) | PRO-003033 | PRO-003033 | 1
a0l4L0000005ib4QAA | CHANGED | Y Bryn Wind Farm | Y Bryn Wind Farm | Y BRYN WIND FARM LIMITED | Y BRYN WIND FARM LIMITED | Margam 275kV Substation | Margam 275kV Substation |  |  | 0 | 0 | 151.2 | 151.2 | 151.2 | 151.2 | 2029-05-10 | 10/05/2029 | Scoping | Scoping | Direct Connection | Direct Connection | NGET | NGET | Wind Onshore | Wind Onshore | PRO-002029 | PRO-002029